## Changelog (hidden)
Change Log |  |  |  |  | Versioning Guidelines (using the highest hierarchy in a group of changes)
Current version | V2.1 Effective Date 4/24/2026 |  |  |  | X.0.0 | Program Cycle
[5 empty] | 0.X.0 | Program Year
Date Applied | Changed By: | Version: | Tab | Action Taken | 0.0.X | Revision # within Program Year
4469100% | Taylor | DRAFTv1 | N/A | Created unlocked draft
4476700% | Taylor | v1.1.0 | All | Locked up first draft for internal testing
4477000% | Sara | v1.1.0 | M05-S01b | Added automation for Customer Tax identify and ID based on upstream values
4477000% | Caner | v1.1.0 | M03-S11 | Added Gas savings for Commercial Clothes Washers, and fixed calculations. Corrected/fixed dryer fuel selection for Clothes Dryers.
4477000% | Taylor/Caner/Sara | v1.1.0 | See summary | General -Updated cell protection logic for all fields -Added arrows to Incentive Rates tab to go back to measure tabs PC Summary tab -Add PCs and Engineers to dropdown for PC Summary Project Information tab -Fix tool tips for the Account Number fields so they align. -Add data validation for 12 digits to these fields. -Fix Annual Operating Hours and Square Footage Required text conditional formatting -Unlock Install Date field -Removed Space Conditioning as an option on the space conditioning drop down list -Added note with what the program is looking for on project description field -Fixed conditional formatting on project description field required text -Added data validation on install, Start and completion date OBR tab -Fixed OBR Account Info autofill for Tax Entity and Fed ID. If payee = site then autofill else blank. -Fixed OBR Account Info Tax ID Number format to not have decimal places. -Added BIN field tooltip "Business Identification No." -Fixed Repayment Funds Recipient Tax Entity to be the dropdown Project Review tab -Added the Instruction fields to the Project Review summary table at the top. Measure tabs -Added Shrink to fit to section headers in measure tabs Submission Instruction tab -Default step 3 to OLA instructions if the fields on the instruction tab are blank. -Fixed the Next Steps language that was cut off -Update "Pre-Installation" language to "Initial Application Submission" -Update "Post-Installation" language to "Post Approval"
4477000% | Taylor/Caner/Sara | v1.1.0 | See summary | Export tab -Update any new columns that were not a part of the original import layout to the header "Empty" • Size Unit Label 3 • Size Units 3 • Proposed Efficiency Unit Label 4 • Proposed Efficiency Units 4 • Proposed Efficiency Unit Label 5 • Proposed Efficiency Units 5 • Proposed Efficiency Unit Label 6 • Proposed Efficiency Units 6 • Hours of Usage 3 -Make sure name of column was not changed from original import layout naming convention • Change Fuel Type 1 back to Fuel Type • Equipment Cost 1 back to Equipment Cost • Labor Cost 1 back to Labor Cost -Update all Empty column headings to just "Empty" no numbers on the end -Fix Project Number formula to pull in "PROJID" Incentive List tab -Under HVAC Eligibility Requirement, AHRI Certificates can be downloaded from http - - URL not listed -Under Water Heating and Boilers Eligibility Requirements, the sentence is cut off -Under Custom, add letter “t” to Requirement
4477500% | Taylor | v1.1.1 | Measures1_M | Updated C&I to CI for eTRM codes
4477500% | Taylor | v1.1.1 | Measures3 | Updated measure code duplication for interior lighting 10200
4477600% | Caner | v1.1.1 | See summary | MEASURES1_M -Added TRM references for measures that were missing them M01-S04 -Fixed errors in wording and formats M02-S02 -Updated Data Validation for Utility Account Numbers by adding helper cells, and updating tables on DATA TABLES Project Custom Measures -Updated decimal formatting
4478200% | Caner | v1.1.1 | See summary | MEASURES1_M -Updated order of measures M03-S02 -Existing Equipment dropdown for HID replacement bulbs fixed -MH spelling fix M03-S03 -Added Motel Occupancy Sensor as a measure -Fixed VFD 40HP input error -PTHP/PTAC highlighting bug fix M05-S02 -OBR section updated to check if user is applying for OBR - does not return "Missing info" anymore M05-S07 -Updated "Project Consultant" input -Added "Project Specialist" input -Added Footer EXPORT -Removed import for "Project Specialist" -Prescriptive measures import measure life
4479000% | Caner | v1.1.1 | See summary | General -Formatted Account Numbers to "Text" Measures (Except for Prescriptive Lighting) -Swapped "Reported therms" and "Customer therms", and "Reported therms" now checks if the value is greater than 0. M05-S01B -Tax ID can now have leading zeroes M05-S07 -Unlocked "Energy Efficiency Advisor" and "Method App Received" cells -Added new EEA to dropdown - "Current Project Overview" section pulls in "Reported" savings now, not customer EXPORT -Added columns for missing OBR (M05-S01B) values -Renamed "Empty" Column Titles to appropriate names
4478800% | Meaghan | v1.1.1 | Prescriptive Lighting | -Add the following updates to existing replacement categories For the Energy Star fixture Int fixtures drop down can you add the dropdown INC_CFL For the Energy Star fixture Ext fixtures drop down can you add the dropdown INC_CFL For the DLC Linear Replacement Lamp Subcategory 2G11 base can you add the CFL dropdown (INC_CFL) would also work
4479800% | Caner | v1.1.1 | See summary | M03-S03 -Added a check and status error if Space Conditioning type does not align with Smart Thermostat selection -Updated Smart Thermostat kWh savings calculation, and formatting for inputs Project Review (M05-S02) -Updated "Trade Ally / Contractor Information" equations to check for new dropdown values to determine if values are Missing or just not required Export -Added MMBtu conversions for reported kWh and therms -Updated Electric and Gas Incentive Calcs -Added Measure level OBR Total, OBR Electric, and OBR Gas -Updated Decimal formatting for currency, cost, incentive, kWh, kW, thm, MMBtu fields -Updated "Building Type (Site)" Column Name
4481200% | Meaghan/Caner | v1.1.2 | See summary | Measures_1M -Added Utility Work Group ID M02-S02 (Project Information) -Added tooltip for Square Footage All Measure Tabs -Added New Status Error to check if there are "No Savings" -Added columns "Verified Qty" and "Comments" for inspection purposes M03-S02 (Lighting) -Updated tab and tables to enable "Sensors Only" measures M03-S03 (HVAC) -Updated backend calculation to remove circular reference error (M05-S01b) OBR Summary -New logic to checking if the project is "Fast Track", and return a "Project not Applicable" message if necessary EXPORT -New Column for "Status" -Lighting Equipment and Quantity are now included M05-S04 (Inspection Report) (New Tab) -Added new tab -Updated Headings of other tabs to include link
4482000% | Caner | v1.1.2 | See summary | Prescriptive Measures -Added decimal limits to inputs M05-S04 (Inspection Report) -Updated Confirmation and Screening Question format
4482400% | Meaghan/Caner | v1.1.2 | See summary | M01-S04 (Incentive Rates) "Lurninaire" typo corrected M02-S02 (Project Information) -Updated "Multifamily" selection M02-S04 (TA/Contractor Information) -"Who will install..." is now always required M03-S02 (Lighting) -"Sensors Only" now has "LED" as an option M03-S05 (Water Heating) -Updated "Multifamily" TRM building types All Measure Tabs -Corrected a circular reference error by adding a separate "Savings Status" Custom Measures -Added decimal limits to inputs M05-S03 (Project Summary) -Now uses "Customer" savings instead of "Report" EXPORT -Savings columns will return 0 for measures that report a blank -New "Savings Status" Column M05-S05 (Project Completion Certification) and M05-S06 (OBR: Repayment Agreement) -Now unhidden by default
4482700% | Caner | v1.1.2 | See Summary | Export tab -Incentive Cost split between electric and gas has been updated to handle negative savings Custom Measure Tabs -Natural Gas Savings reference updated to line up with Prescriptive tabs -Savings Status updated for consistency -Measure Number updated to rely on Savings Status as well; prevents measures from showing up in the Export tab
4482700% | Taylor | v1.1.2 |  | Fixed the lighting tab formulas that were not dragged down
4484500% | Caner | v1.1.3 | See summary | MEASURES1_M -Updated HVAC baseline efficiency values to align with the eTRM instead of the PSE&G qualifying values -Updated High Speed Fan - Circulation to use units and values that align with the eTRM -Added columns to HVAC table for PSE&G efficiency criteria M03-S02 (Lighting) -Updated Equations to use Coincidence Factor M03-S03 (HVAC) -Heat Pump kWh calculations updated to correctly use HSPF value -Heat Pump kW calculations updated to use only the cooling calculation -High Speed Fan kWh calculations updated to differentiate between Ventilation and Circulation Fans -High Volume Low Speed fan calculations updated to reference correct column M03-S05 (Water Heating and Boilers) -Updated Standby Loss Factor to return a value of 0 for water heaters <75 MBH EXPORT -Lighting Wattage moved to adjacent "Size Unit..." columns -Total Cost for Lighting is now calculated within the EXPORT tab to provide a correct row by row value.
4484600% | Caner | v1.1.3 | M03-S03 (HVAC) | -Added Columns to lookup PSE&G criteria -Updated proposed efficiency data validation to use PSE&G criteria too -Updated baseline efficiency for PTAC and PTHP
4485200% | Meaghan | v1.1.3 | M03-S02 (Lighting) | -Hvac formula updated to look for non-AC Space Conditioning Values -Building Type Formula to look for Exterior Energy Star Fixtures to set to "Exterior"
4489400% | Caner | v1.1.3 | See Summary | EXPORT -Updated column values to align with vendor specs for exporting to eTRM -Limited "install location" to 150 characters Lighting (M03-S02) -Added DLC Product ID Input -Added summary table -Corrected Refrigeration lighting calcs -Corrected the incentive type for sensors -Corrected NLC measure incentive calc Heating (M03-S04) -Corrected Boiler Tune Up Calc Refrigeration (M03-S06) -Corrected the eTRM code for measure number 15005 -Added measure numbers 15037 and 15038, and updated sub categories for 15011 and 15012 to align with the TRM Food Service (M03-S07) -Corrected Calculation error for Refrigerator measures. -Clarified "Cooking" to "Cooking %" for applicable measures -Corrected conditional formatting to show when inputs are needed. -Corrected Status to not provide savings if inputs are not entered Payment (M05-S01a) -Reformatted tab to be more printer friendly Summary Form (M05-S07) -Added sections for previous annual energy usage -Updated EEA and PC list -Removed "custom - lighting" from options in program field
4485200% | Meaghan | v1.1.3 | Data Tables_Lighting (Lighting) | -Corrected typos in Existing Equipment table "Options" Column
4490400% | Caner | v1.1.3 | See Summary | EXPORT -Lighting Sensor information corrected (building type, prefixture quantity) Incentive Rates (M01-S04) -Updated names for daylight sensors -Removed Exterior sensors, which were already excluded from the lighting measures Lighting (M03-S02) -Ext. Fixture dropdown fixed -Updated Summary Table to count eligible measures. -Minor formatting updates -Corrected eTrack Building Type for EXPORT -Updated Sensor Status for specific scenarios that would return an error -Corrected NLC Savings Value Food Service (M03-S07) -Solid Door Refrigerator option was fixed to show subcategory drop down Summary Form (M05-S07) -Removed "custom - lighting only" from options in Program and Milestone fields
4496600% | Victoria Anstey | v1.1.4 | See summary | M01-S04: Changed year to 2023 M01-S04: Added High Bay (height >25 ft.) , and Low Bay (height (12-25 ft.) M01-S04: Added APS Tier 1 & 2 definitions
4497100% | Victoria Anstey | v1.1.4 | See summary | M03-S03-Added Hidden column for EER M02-S02- updated electric and gas account number's data validation to include leading zeros & changed to text M05-S01b-warning message to print to PDF for OBR signature M05-S01a-Is Customer applying for OBR*? added to payment authorization M05-S01b-updated formula for "customer is applying for OBR to populate from M05-S01a M01-S04- added fuel use economizer under HVAC-other
4498100% | Victoria Anstey | v1.1.4 | See summary | Template: updated gas and electric account info is not required if company other than PSEG is selected
4498500% | Victoria Anstey | v1.1.4 | See summary | M03-S02- updated Lighting Proposed Wattage, to specify DLC or ES listed wattage M02-S03- added spot for signed application and data validation to print to PDF M01-S04- removed UL listings for Refrigeration Gaskets, Doors & Strips, and Gas Infrared Heater M02-S02-added data validation for print to PDF
4498700% | Victoria Anstey | v1.1.4 | See summary | M03-S03- inserted 35 additional line items M01-S04- changed Water Source Heat Pump - Tier 2 from seer to eer
4499100% | Victoria Anstey | v1.1.4 | See summary | Export: added additional rows for HVAC to match line items needed Template: changed formula for labor cost to include taxes and fees
4502100% | Victoria Anstey | v1.1.4 | See summary | M01-S04: fixed spelling for under LED lamp to "horizontally", fixed PTHP, PTAC critic, single package vertical systems, air source heat pumps, water source heat pumps, air cooled systems, heating requirements, water heating/boilers to "qualifying" M05-S01b: fixed spelling of "Application" M02-S01: changed spelling of "conditions" M05-S02: changed spelling of "instructions" M05-S03: changed spelling of "instructions" M05-S05: changed spelling of "prescriptive", "documentation", and ""complete" M05-S06: changed spelling of "condition" Unlocked cells for fees for all equipment tabs
4502200% | Victoria Anstey | v1.1.4 | See summary | M03-S02: updated lighting line items to equal 200 and updated formula for section, section cost, kwh, and thms to include new line items Template: updated version and prescriptive lighting controls formula to include new line items & hvac M03-S03: updated formula for section, section cost, kwh, and thms to include new line items in prior update Export: added space and updated formulas for new line items for prescriptive lighting and HVAC
4502900% | Victoria Anstey | v1.1.4 | See summary | M01-S04: updated high speed fan Eligibility Standard Template: added Effective Date 5/1/23 in version cell
4503000% | Meaghan Rush | v1.1.4 | See summary | Added columns for EER on HVAC and extended cells for other tabs to accommodate new format
4503400% | Victoria Anstey | v1.1.4 | See summary | M01-S02- added SEER2, EER2, and HSPF2 efficiency to table. Updated EER from SEER to correct prior error
4504200% | Victoria Anstey | v1.1.4 | See summary | MEASURES1_M: corrected spelling to ENERGY STAR Commercial Solid Door Refrigerator Electric for category dropdown to populate Data_Tables_project: updated PC, EEA, and engineer names for dropdown on POC summary
4504400% | Meaghan | v1.1.4 | See summary | -Changed Smart Thermostat EFLH to match other hvac measures (NY/NJ values) -Added new baseline Idle energy rate for Hot food Holding Cabinets -Added Idle Energy Rate and Water Usage for dishwashers -Combination boilers: Move parenthesis to not multiple water savings by quantity -Dishwasher savings updated to latest version -EC Motor Blower Fan: update therms to reference AH over AM -Combination Oven and Steamer -Updated values for conveyor ovens, steamers, fryers, and griddles
4504800% | Victoria Anstey | v1.1.4 | See summary | Data_Tables_project: updated engineer names for dropdowns Measure1_M- updated HVAC refer tables to include seer 2etc values and separated eer from eer in columns M01-S02- updated columns to separate seer/ieer, eer, and hspf/cop and updated formulas to match
4504900% | Victoria Anstey | v1.1.4 | See summary | M03-S03: added please select rating drop down data validation for seer2 etc. values and increased columns width
4505000% | Meaghan | v1.1.4 | See Summary | M03-S02: Fixed No Savings Logic to account for sensor savings Combination Boiler: Change Energy Density for MultiFam to be consistent with "Other" per EM&V team M03-S05: Fixed data validation #Ref error
4505000% | Victoria Anstey | v1.1.4 | See summary | M03-S03: unlocked cells for rating seer2 etc. dropdowns
4505100% | Meaghan | v1.1.4 | See summary | Make Up Air Unit moved to Heating EC Hydro: Switched Existing and Proposed HP rows Fuel Economizer: Moved kBtu to second quantity bottom row M03-S03: Updated Blower Fan savings based on latest EM&V guidance M03-S06: Updated Floating Head Pressure Control savings based on EM&V guidance EXPORT: Updated Efficiency1 2 & 3 to match new inputs
4505400% | Meaghan | v1.1.4 | See summary | M01-S04: Added LLLC sensors to table Measures-M1 added LLLC sensors to table Data Tables_Lighting: added LLLC sensors
4505500% | Victoria Anstey | v1.1.4 | See summary | OBR: removed formula so if Fast Track not elig for OBR error
4505600% | Victoria Anstey | v1.1.4 | See summary | M03-S03: updated SEER2 etc. formulas and reference table to pull correct values MEASURE1_M: updated HVAC table to include seer2 etc. values and PSEG seer2 etc. values
4505800% | Victoria Anstey | v1.1.4 | See summary | M03-S03: updated baseline values formulas to include SEER2 etc.
4506800% | Meaghan | 1.1.4 | Export tab | Updated HVAC, Heating calcs section so the export tab will fill in the appropriate inputs for eTrack
4507200% | Meaghan | 1.1.4 | Refrigeration | Changed all Door Heater controls to either DH2 or DH3 and all collect total demand kW
4526000% | Victoria Anstey | 2.0 | Incentive Guide | Incentive Guide: Combined like values, changed Steam, All Except Natural Draft, Non-Condensing Boiler > 2500 MBH to ≤ 4000 MBH, Steam, Natural Draft, Non-Condensing Boiler ≥ 300 MBH to ≤2500 MBH, and Steam, Natural Draft, Non-Condensing Boiler > 2500 MBH to ≤ 4000 MBH to 81% TE, DHW Storage, Gas-Fired to include gallons in classification Measure1_M: changed Steam, All Except Natural Draft, Non-Condensing Boiler > 2500 MBH to ≤ 4000 MBH, Steam, Natural Draft, Non-Condensing Boiler ≥ 300 MBH to ≤2500 MBH, and Steam, Natural Draft, Non-Condensing Boiler > 2500 MBH to ≤ 4000 MBH to 81% Export: cell HS2 for OBR updated formula to read OBR_Amount_Requested_Final to test if including payment from customer into captures Template: updated formulas to correct range for Residential Appliances columns P-T M03-S10: corrected ranges for section cost, section incentive, savings section at the top Export: incentive total column starting at row 1051 changed range to BW
4526700% | Victoria Anstey | 2.0 | See summary | M03-S03-M03-S11 (all prescriptive measure tabs aside from lighting): added calcs to right for labor + taxes, and Labor/Taxes + Material, updated section cost to include taxes Export: updated labor and total cost formulas to include mentioned above range for all measures in tabs mentioned above Template: updated total cost to include range of new formula Labor/Taxes + Material for all measures in tabs mentioned above
4527000% | Victoria Anstey | 2.0 | See summary | M03-S02 and all custom measure tabs: added calcs to right for labor + taxes, and Labor/Taxes + Material, updated section cost to include taxes Export: updated labor and total cost formulas to include mentioned above range for all measures in tabs mentioned above Template: updated total cost to include range of new formula Labor/Taxes + Material for all measures in tabs mentioned above
4527200% | Victoria Anstey | 2.0 | See summary | Export: change range for Baseline Efficiency Units 1 for hotel occ sensor to be a numeric value MEASURE1_M- updated Water Cooler to incentive of $25 DATA TABLES Project- removed Prescriptive & Custom from program dropdown M5-S07- removed drop downs for PC, Engineer, and EEA
4527300% | Victoria Anstey | 2.0 | See summary | Incentive guide: added Commercial Clothes Dryer to table since in backend MEASURES1_M: updated 19906 incentive to 50 and 19008 incentive to 100
4527700% | Victoria Anstey | 2.0 | See summary | Updated colors and logos
4527800% | Victoria Anstey | 2.0 | See summary | MEASURES_M: qual eff for storage gas water heater tier 1&2 for ≥75 MBH and ≤105 MBH and >105 MBH
4527900% | Victoria Anstey | 2.0 | See summary | MEASURES1_M: changed incentive to $80 for Unitary HVAC Single and Split Package System, >5.4 Tons & ≤11.25 Tons, Tier 2 and Unitary HVAC Single and Split Package System, >11.25 Tons & ≤20 Tons, Tier 2 Incentive guide: updated HVAC and heating measures to match backend and data collection forms, group like values. Added in new measure mentioned above Export tab: added section for OBR customer payment amount
4528700% | Victoria Anstey | 2.0 | See summary | M05-S01a and M05-S01b: updated project site address to pull from correct cells M01-S04: added new misc. measures to elig table OBR repayment tab: highlighted correct cells
4528800% | Victoria Anstey | 2.0 | See summary | MEASURES1_M and Incentive guide: removed electric demand defrost controls, commercial clothes dyer, pool covers, novelty cooler shut offer, and changes 2' replacement lamps to $6
4492800% | Meaghan Rush | 2.0 | See Summary | MEASURES1_M: Adjusted Gas Furnace to only allow over 95% or 97% efficiency
4534500% | Victoria Anstey | 2.1 | See summary | M04-S11: fixed labor/taxes formula M04-S09: fixed labor/taxes formula M05-S06: added section for customer signature and expanded print range
4535500% | Victoria Anstey | 2.1 | See summary | M03-S02: Fixed formula in estimated incentive to have sensors only populate
4536600% | Victoria Anstey | 2.1 | See summary | M04-S02: fixed labor/taxes formula M04-S03: fixed labor/taxes formula M04-S04: fixed labor/taxes formula M04-S05: fixed labor/taxes formula M04-S06: fixed labor/taxes formula M04-S07: fixed labor/taxes formula M04-S08: fixed labor/taxes formula M04-S10: fixed labor/taxes formula
4539000% | Victoria Anstey | 2.1 | See summary | Template: updated formula for S19 and T19 to include entire range
4543300% | Victoria Anstey | 2.1 | See summary | Template: updated percentage to not included: OBR repayment agreement print name; OBR repayment signatory title, date signed, and signature; Payment signatory title, date signed, and signature; T&Cs print name M05-S07: updated color for complete post inspection
4543400% | Victoria Anstey | 2.1 | See summary | M05-S07: corrected OBR amount requested to =OBR_Amount_Requested_Final Export tab: rounding formula to columns BT, BU, BV, CB
4544600% | Victoria Anstey | 2.1 | See summary | Export: column j equipment types formulas to match etrack for water heaters and pipe wrap
4545300% | Victoria Anstey | 2.1 | See summary | M03-S07: updated etrack size2 formula in column En for griddle size width Export: food service size units label 2 column ac formula - updated for rack oven to state either single or double rack Export: food service size units label 2 column ac formula - updated Convection Ovens to state either full or half Export: lighting fuel type column T formula - updated CI-LT-NLC option to be Gas instead of Gas Heat MEASURES1_M: updated sensors to correct CI-LT-NLC etrack measure code
4545400% | Victoria Anstey | 2.1 | See summary | Refrigeration: updated formula in column CA reported kwh savings to tons * the ES_value HVAC: updated formula in column CB for reported kw savings HVAC1
4545500% | Victoria Anstey | 2.1 | See summary | M03-03: Updated proposed measure category drop down data validation to allow certain dropdown for space cond error MEASURES1_M: updated min and max values to include .99 for fuel use economizer M02-02: Removed small / large from building type drop down - formula to change based off of peak demand, default to small
4545600% | Victoria Anstey | 2.1 | See summary | M03-S03: updated SEER and HSPF columns to show required values for customer facing purposes M03-S03: Conditional formatting to darken AFUE proposed cell for Smart Thermostat - AC & Gas Heat since not needed for calc M05-S07: updated therms calc to only include reported therms savings All Measure tab: added taxes formula |  |  | Prescriptive Incentive Application
4509700% | Victoria Anstey | 2.1 | See summary | M03-S03: column CA updated kwh formula for high volume low speed fans, updated user entree options hours in column CJ Export: column AJ and AM rounded to 4 decimal places to align with captures Moved building type to project data tables
4546400% | Victoria Anstey | 2.1 | See summary | Export: updated column Cu for HVAC to pull correct subcategory MEASURES1_M: updated inputs for fuel heating to populate M03-S03: updated inputs for fuel heating to populate
4557200% | Victoria Anstey | 1.0 | See summary | Removed custom: Updated footer, incentive guide, directions, union %, union tab, incentive guide year, union tab year, removed toggle from measures tabs, removed M05S08F02 from name manager, removed MEASURES_M3 tab, templates removed values for custom, removed custom measure tabs, export remove custom , pc summary removed custom based kwh and eff kwh,
4596800% | Evelyn Dean` | 1.2_Draft1 | Measures_1 | Added cateogries for prescriptive/custom interior and exterior fixtures
|  |  | Data tables Lighting | Added dropdown for Prescriptive custom interior and exterior

## M01-S01
|  | WELCOME | INSTRUCTIONS |  |  |  | Sign OBR: Repayment Agreement | Sign Project Completion Certification | INCENTIVE RATES & REQUIREMENTS |  | ( CONTACT US
Prescriptive Incentive Application
Continue to Instructions
Your savings start here.
PSE&G offers a wide range of incentives designed to help our business customers achieve energy savings by reducing the upfront cost of installations. Not only do you save money by receiving an incentive, you save every day after by reducing the amount of energy your company uses. This application will help you navigate the available incentives and calculate the estimated amount you can expect to receive for completing energy efficiency upgrades.
Eligibility
* Applicant must be a PSE&G electric and/or gas customer contributing to SBC on a non-residential rate schedule
* Project must result in a permanent reduction in kWh and/or therms attributable to PSE&G service
* Qualified equipment must meet or exceed energy efficiency requirements stated in the Incentive guide and remain in place for five years or the life of the project
* Customers may work with any contractor of their choice, or select a qualified provider from the Trade Ally List
| Prescriptive Incentives: |  |  |  |  | Additional Incentives:
| Upgrading old equipment is a smart start on your efficiency journey. Newer equipment is cheaper to operate, using less energy and reducing unplanned maintenance. Apply for incentives on a variety of energy-efficient equipment, including lighting, appliances, HVAC equipment, food service equipment, and more. |  |  |  |  | We also offer incentives for Direct Install projects. Reach out to us to learn more.
Download the Program Incentive Guide in English.
Read more about Direct Install Incentives
Please Note: Prescriptive Incentive projects may be submitted up to 90 days after measure installation.
PSE&G C&I Energy Efficiency Program |  |  |  | © 2026 TRC Companies, Inc. TRC Companies, Inc. and its affiliates reserve all rights associated with this body of work. Content cannot be edited or replicated without the express, written consent of TRC Companies, Inc. or its affiliates. | [7 empty] | Prescriptive Incentive Application
1-844-300-PSEG (7734)
PSEGenergysaver@TRCcompanies.com |  |  |  |  | V2.1 Effective Date 4/24/2026 | [6 empty] | This is a TRC tool

## M01-S02
| WELCOME |  | INSTRUCTIONS | [6 empty] | Sign OBR: Repayment Agreement |  | Sign Project Completion Certification | INCENTIVE RATES & REQUIREMENTS |  | ( CONTACT US
START
Instructions for Application
1
|  |  |  | I am submitting this application as the: |  | I am submitting this application through:
|  |  |  | Required |  |  |  | Required
What email platform will you use?
Required
| 2 |  |  |  |  | 3 |  |  |  |  | 4
100%
Your application is complete and ready to submit when the progress meter in the upper right corner reads 100%
To begin your application, click on the start button.
Completed the steps from left to right. The step you are currently filling out will be in dark blue text with a white box and the rest in dark blue text with a gray box. Completed steps will be in white text with a dark blue box. Move on to the next step after completing all fields related to your project.
Hit Submission to complete your application!
Equipment Input:
|  | Use the arrows to navigate between sections. |  |  |  | In the Equipment Input section, fill in your energy efficiency measures from left to right starting with line 1. Some information will automatically populate. If there is missing information it will be highlighted.
On form pages, fill in all fields marked required.
Example:
Questions?
We're here to help! Call us at 1-844-300-PSEG (7734) or send us an email at PSEGenergysaver@TRCcompanies.com and we'll guide you through your project.
|  | Or click directly on a step to go straight to that section. |  |  |  | Tips:
~ Only fill in a measure line for the equipment type which you are applying
~ Some fields will have a dropdown list to choose from while others will require data entry. Pop-up boxes will appear to better explain a field's requirements.
~ An incentive will not populate until you have completed all the required fields.
PSE&G C&I Energy Efficiency Program |  |  |  |  | © 2026 TRC Companies, Inc. TRC Companies, Inc. and its affiliates reserve all rights associated with this body of work. Content cannot be edited or replicated without the express, written consent of TRC Companies, Inc. or its affiliates. | [10 empty] | Prescriptive Incentive Application
1-844-300-PSEG (7734)
PSEGenergysaver@TRCcompanies.com | [8 empty] | V2.1 Effective Date 4/24/2026 | [6 empty] | This is a TRC tool

## M01-S03
|  | WELCOME | INSTRUCTIONS |  |  |  |  | Sign OBR: Repayment Agreement | Sign Project Completion Certification | INCENTIVE RATES & REQUIREMENTS | ( CONTACT US
CONTACT US
Questions?
[6 empty] | Website: | www.bizsave.PSEG.com
|  |  |  | Learn more online or contact a program representative today! |  | Phone: | 1-844-300-PSEG (7734)
[6 empty] | Email: | PSEGenergysaver@TRCcompanies.com
| PSE&G C&I Energy Efficiency Program |  |  | © 2026 TRC Companies, Inc. TRC Companies, Inc. and its affiliates reserve all rights associated with this body of work. Content cannot be edited or replicated without the express, written consent of TRC Companies, Inc. or its affiliates. | [7 empty] | Prescriptive Incentive Application
1-844-300-PSEG (7734)
| PSEGenergysaver@TRCcompanies.com |  |  |  | V2.1 Effective Date 4/24/2026 | [6 empty] | This is a TRC tool

## M01-S04
|  | WELCOME |  |  |  | INSTRUCTIONS | [27 empty] | Sign OBR: Repayment Agreement | Sign Project Completion Certification | INCENTIVE RATES & REQUIREMENTS | ( CONTACT US
INCENTIVE RATES & REQUIREMENTS
2026 Commercial & Industrial Programs
C&I Energy Efficiency Program
If the proposed equipment does not meet the eligibility requirements or is not listed below, the applicant may still may be eligible for a Custom Rebate. Contact a PSE&G representative for more details.
General Eligibility Requirements
The table below contains eligibility requirements and expected rebate values. Actual rebates may vary based on other program requirements and guidelines.
Eligible products must be installed and used in accordance with their rated condition.
All installations must be installed in accordance with all applicable local, state and national codes and ordinances.
Table of Contents
|  | 1 | Lighting
|  | 2 | HVAC
|  | 3 | Heating
|  | 4 | Water Heating and Boilers
|  | 5 | Refrigeration
|  | 6 | Food Service
|  | 7 | Agriculture
|  | 8 | Plug Load - Residential Appliances - Miscellaneous
Lighting
All new lighting fixtures, retrofit kits and components must carry the appropriate designated Underwriters Laboratory (UL) or Electrical Testing Laboratory (ETL) label.
All installations shall be designed and installed in accordance with best practices such as the Illuminating Engineering Society of North America (IESNA) Lighting Handbook
DesignLights Consortium® categories are listed under the Eligibility Criteria. Installed fixtures must be listed under that category to qualify for rebates.
|  | Interior Fixtures & Retrofit Kits | [14 empty] | Classification |  |  |  |  | Incentive |  |  |  | Unit |  |  | Eligibility Criteria
|  | 1 x 4 LED Retrofit Kit | [19 empty] | 50 |  |  |  | per fixture |  |  | Eligible fixtures must be listed on DesignLights Consortium® with DLC Primary Use Designation as shown and DLC Category: Indoor Luminaires
|  | 1 x 4 LED Integrated Retrofit Kit | [19 empty] | 50 |  |  |  | per fixture
|  | 1 x 4 LED New Luminaire Rated | [19 empty] | 90 |  |  |  | per fixture
|  | 1 x 2 LED Retrofit Kit | [19 empty] | 50 |  |  |  | per fixture
|  | 2 x 2 LED Integrated Retrofit Kit | [19 empty] | 50 |  |  |  | per fixture
|  | 2 x 2 LED New Luminaire | [19 empty] | 80 | 40 | 40 | 40 | per fixture
|  | 2 x 4 LED Retrofit Kit | [19 empty] | 50 | 50 | 50 | 50 | per fixture
|  | 2 x 4 LED Integrated Retrofit Kit | [19 empty] | 50 | 50 | 50 | 50 | per fixture
|  | 2 x 4 LED New Luminaire | [19 empty] | 90 | 50 | 50 | 50 | per fixture
|  | LED Direct Linear Ambient Retrofit Kit | [14 empty] | 2 ft. |  |  |  |  | 50 |  |  |  | per fixture
4 ft.
8 ft.
|  | LED Direct/Indirect Linear Ambient New Luminaire | [14 empty] | 2 ft. | 2 ft. | 2 ft. | 2 ft. | 2 ft. | 60 |  |  |  | per fixture
[17 empty] | 3 ft. | 3 ft. | 3 ft. | 3 ft. | 3 ft.
[17 empty] | 4 ft. | 4 ft. | 4 ft. | 4 ft. | 4 ft. | 80 | 60 | 60 | 60
[17 empty] | 6 ft. | 6 ft. | 6 ft. | 6 ft. | 6 ft. | 100 | 75 | 75 | 75
[17 empty] | 8 ft. | 8 ft. | 8 ft. | 8 ft. | 8 ft. | 100 | 100 | 100 | 100
|  | LED Track or Mono-Point Directional Lighting Fixtures | [19 empty] | 60 |  |  |  | per fixture |  |  | Eligible fixtures must be listed on DesignLights Consortium® with DLC Primary Use Designation as shown and DLC Category: Indoor Luminaires High Bay LED Fixtures must be installed in accordance with IES best practices including being installed above 20ft. or meeting desired footcandles. Low Bay LED Fixtures must be installed in accordance with IES best practices including being installed above 12ft. or meeting desired footcandles.
|  | LED Wall-Wash Luminaires | [19 empty] | 60 |  |  |  | per fixture
|  | LED Retrofit Kit for Recessed Downlight | [19 empty] | 60 |  |  |  | per fixture
|  | LED Stairwell and Passageway Luminaires | [19 empty] | 100 |  |  |  | per fixture
|  | Low Bay LED | [14 empty] | 5,000 - 9,999 Lumens | 10,000 to 19,999 Lumens | 10,000 to 19,999 Lumens | 10,000 to 19,999 Lumens | 10,000 to 19,999 Lumens | 150 | 100 | 100 | 100 | per fixture
[17 empty] | 10,000 - 19,999 Lumens | 10,000 to 19,999 Lumens | 10,000 to 19,999 Lumens | 10,000 to 19,999 Lumens | 10,000 to 19,999 Lumens | 200 | 100 | 100 | 100
|  | High Bay LED | [14 empty] | 5,000 - 9,999 Lumens | 10,000 to 19,999 Lumens | 10,000 to 19,999 Lumens | 10,000 to 19,999 Lumens | 10,000 to 19,999 Lumens | 150 | 150 | 150 | 150 | per fixture
[17 empty] | 10,000 - 19,999 Lumens | 10,000 to 19,999 Lumens | 10,000 to 19,999 Lumens | 10,000 to 19,999 Lumens | 10,000 to 19,999 Lumens | 200 | 150 | 150 | 150
[17 empty] | 20,000 - 29,999 Lumens | 20,000 to 29,999 Lumens | 20,000 to 29,999 Lumens | 20,000 to 29,999 Lumens | 20,000 to 29,999 Lumens | 250 | 200 | 200 | 200
[17 empty] | 30,000 - 39,999 Lumens | 30,000 to 39,999 Lumens | 30,000 to 39,999 Lumens | 30,000 to 39,999 Lumens | 30,000 to 39,999 Lumens | 350 | 300 | 300 | 300
[17 empty] | ≥40,000 Lumens | ≥40,000 Lumens | ≥40,000 Lumens | ≥40,000 Lumens | ≥40,000 Lumens | 400 | 400 | 400 | 400
|  | Low Bay Retrofit Kits | [14 empty] | ≤125W |  |  |  |  | 110 |  |  |  | per fixture
|  | High Bay Retrofit Kits | [14 empty] | ≤125W
>125W - ≤250W
>250W
|  | Indoor Horticulture LED | [14 empty] | Growth Stage: Seedling | 10,000 to 19,999 Lumens | 10,000 to 19,999 Lumens | 10,000 to 19,999 Lumens | 10,000 to 19,999 Lumens | 44 |  |  |  | per fixture |  |  | The efficient case is the installation of new DLC qualified LED indoor agriculture fixtures having a PPE that meet is or exceeds the DLC Hort 3.0 standard of 2.3 micromoles per joule.
[17 empty] | Growth Stage: Vegetative | 10,000 to 19,999 Lumens | 10,000 to 19,999 Lumens | 10,000 to 19,999 Lumens | 10,000 to 19,999 Lumens
[17 empty] | Growth Stage: Flowering | 10,000 to 19,999 Lumens | 10,000 to 19,999 Lumens | 10,000 to 19,999 Lumens | 10,000 to 19,999 Lumens
[17 empty] | Growth Stage: Unknown | 10,000 to 19,999 Lumens | 10,000 to 19,999 Lumens | 10,000 to 19,999 Lumens | 10,000 to 19,999 Lumens
|  | Exterior LED Fixtures | [14 empty] | Classification |  |  |  |  | Incentive |  |  |  | Unit |  |  | Eligibility Criteria
|  | LED Architectural Flood and Spot Luminaries LED Landscape/Accent Flood and Spot Luminaires LED Bollard Fixtures LED Parking Garage Luminaires | [14 empty] | ≤4,999 Lumens |  |  |  |  | 50 |  |  |  | per fixture |  |  | DLC Primary Use Designation as shown and DLC Category: Outdoor Luminaires
[17 empty] | 5,000 - 9,999 Lumens |  |  |  |  | 150
[17 empty] | 10,000 - 19,999 Lumens |  |  |  |  | 300
[17 empty] | 20,000 - 29,999 Lumens |  |  |  |  | 350
[17 empty] | 30,000 - 39,999 Lumens |  |  |  |  | 450
[17 empty] | ≥40,000 Lumens |  |  |  |  | 400
|  | LED Fuel Pump Canopy LED Outdoor Pole/Arm- Mounted Area and Roadway Luminaires LED Outdoor Wall-Mounted Area Luminaires LED Large Outdoor Pole/Arm-Mounted Area and Roadway Retrofit LED Outdoor Pole/Arm-Mounted Decorative Luminaires | LED Fuel Pump Canopy LED Outdoor Pole/Arm- Mounted Area and Roadway Luminaires LED Outdoor Wall-Mounted Area Luminaires | LED Fuel Pump Canopy LED Outdoor Pole/Arm- Mounted Area and Roadway Luminaires LED Outdoor Wall-Mounted Area Luminaires | LED Fuel Pump Canopy LED Outdoor Pole/Arm- Mounted Area and Roadway Luminaires LED Outdoor Wall-Mounted Area Luminaires | LED Fuel Pump Canopy LED Outdoor Pole/Arm- Mounted Area and Roadway Luminaires LED Outdoor Wall-Mounted Area Luminaires | LED Fuel Pump Canopy LED Outdoor Pole/Arm- Mounted Area and Roadway Luminaires LED Outdoor Wall-Mounted Area Luminaires | LED Fuel Pump Canopy LED Outdoor Pole/Arm- Mounted Area and Roadway Luminaires LED Outdoor Wall-Mounted Area Luminaires | LED Fuel Pump Canopy LED Outdoor Pole/Arm- Mounted Area and Roadway Luminaires LED Outdoor Wall-Mounted Area Luminaires | LED Fuel Pump Canopy LED Outdoor Pole/Arm- Mounted Area and Roadway Luminaires LED Outdoor Wall-Mounted Area Luminaires | LED Fuel Pump Canopy LED Outdoor Pole/Arm- Mounted Area and Roadway Luminaires LED Outdoor Wall-Mounted Area Luminaires | LED Fuel Pump Canopy LED Outdoor Pole/Arm- Mounted Area and Roadway Luminaires LED Outdoor Wall-Mounted Area Luminaires | LED Fuel Pump Canopy LED Outdoor Pole/Arm- Mounted Area and Roadway Luminaires LED Outdoor Wall-Mounted Area Luminaires | LED Fuel Pump Canopy LED Outdoor Pole/Arm- Mounted Area and Roadway Luminaires LED Outdoor Wall-Mounted Area Luminaires | LED Fuel Pump Canopy LED Outdoor Pole/Arm- Mounted Area and Roadway Luminaires LED Outdoor Wall-Mounted Area Luminaires | LED Fuel Pump Canopy LED Outdoor Pole/Arm- Mounted Area and Roadway Luminaires LED Outdoor Wall-Mounted Area Luminaires | ≤4,999 Lumens |  |  |  |  | 50 |  |  |  | per fixture |  |  | DLC Primary Use Designation as shown and DLC Category: Outdoor Luminaires
[17 empty] | 5,000 - 9,999 Lumens |  |  |  |  | 150
[17 empty] | 10,000 - 19,999 Lumens |  |  |  |  | 300
[17 empty] | 20,000 - 29,999 Lumens |  |  |  |  | 350
[17 empty] | 30,000 - 39,999 Lumens |  |  |  |  | 450
[17 empty] | ≥40,000 Lumens |  |  |  |  | 400
|  | Street/Roadway and Area Lighting | [14 empty] | ≤4,999 Lumens |  |  |  |  | 50 |  |  |  | per fixture |  |  | DLC Primary Use Designation as shown and DLC Category: Outdoor Luminaires
[17 empty] | 5,000 - 9,999 Lumens |  |  |  |  | 125
[17 empty] | 10,000 - 19,999 Lumens |  |  |  |  | 175
[17 empty] | 20,000 - 29,999 Lumens |  |  |  |  | 225
[17 empty] | 30,000 - 39,999 Lumens |  |  |  |  | 275
[17 empty] | ≥40,000 Lumens |  |  |  |  | 350
|  | LED Stairwell and Passageway Luminaires | [19 empty] | 100 |  |  |  | per fixture |  |  | DLC Primary Use Designation as shown and DLC Category: Outdoor Luminaires
|  | Other LED Fixtures | [14 empty] | Classification |  |  |  |  | Incentive |  |  |  | Unit |  |  | Eligibility Criteria
|  | Downlight Surface Mount Downlight Pendant Recessed Downlight Solid State Retrofit | [14 empty] | ≤1,499 Lumens |  |  |  |  | 50 |  |  |  | per fixture |  |  | ENERGY STAR Certified Light Fixtures
[17 empty] | 1,500 - 2,999 Lumens |  |  |  |  | 60
[17 empty] | ≥3,000 Lumens |  |  |  |  | 70
|  | Outdoor (Various Types) | [14 empty] | ≤1,499 Lumens |  |  |  |  | 30 |  |  |  | per fixture |  |  | ENERGY STAR Certified Light Fixtures
[17 empty] | 1,500 - 2,999 Lumens |  |  |  |  | 40
≥3,000 Lumens
|  | LED Lamps | [14 empty] | Classification |  |  |  |  | Incentive |  |  |  | Unit |  |  | Eligibility Criteria
|  | LED Linear Replacement Lamps | [14 empty] | 2 ft. |  |  |  |  | 9 |  |  |  | per lamp |  |  | DLC General Application as shown and DLC Category: Linear Replacement Lamps
3 ft.
4 ft.
8 ft.
|  | High Output LED Linear Replacement Lamp | [14 empty] | 4 ft. |  |  |  |  | 9
|  | LED U-Bend Lamp | [19 empty] | 9
|  | LED 2G11 Base Lamps | [19 empty] | 8.5 |  |  |  | per lamp |  |  | DLC General Application as shown and DLC Category: Four Pin-Base Replacement Lamps for CFLs
|  | LED Horizontally-Mounted Lamps | [19 empty] | 8.5
|  | LED Vertically-Mounted Lamps | [19 empty] | 8.5
|  | LED HID Replacement Lamps | [14 empty] | Classification |  |  |  |  | Incentive |  |  |  | Unit |  |  | Eligibility Criteria
|  | LED Replacement for HID Lamps | [14 empty] | ≤125W |  |  |  |  | 50 |  |  |  | per lamp |  |  | DLC Category: Mogul (E39) Screw-base Replacements for HID Lamps
[17 empty] | >125W - ≤250W |  |  |  |  | 75
[17 empty] | >250W |  |  |  |  | 100
|  | LED Exit Signs | [14 empty] | Classification |  |  |  |  | Incentive |  |  |  | Unit |  |  | Eligibility Criteria
|  | LED Exit Sign | [19 empty] | 20 |  |  |  | per sign
|  | LED Refrigerated Case Lighting | [14 empty] | Classification |  |  |  |  | Incentive |  |  |  | Unit |  |  | Eligibility Criteria
|  | Refrigerated Case Lighting | [14 empty] | 4 ft. | 4 ft. | 4 ft. | 4 ft. | 4 ft. | 50 |  |  |  | per fixture |  |  | DLC Primary Use Designation as shown: Horizontal Refrigerated Case Luminaires DLC Category: Indoor Luminaires
[17 empty] | 5 ft. | 5 ft. | 5 ft. | 5 ft. | 5 ft.
[17 empty] | 6 ft. | 5 ft. | 5 ft. | 5 ft. | 5 ft.
[17 empty] | Horizontal Refrigerated Case |  |  |  |  | 15
|  | Prescriptive/Custom Measures | [14 empty] | Classification |  |  |  |  | Incentive |  |  |  | Unit |  |  | Eligibility Criteria
|  | Prescriptive/Custom Lighting | [14 empty] | Electric Savings |  |  |  |  | 0.16 |  |  |  | per kWh |  |  | Measures/equipment must meet mandated/industry standards & codes where applicable. Analysis and documents supporting the energy savings must be submitted with the application, including measure Data Collection Forms (DCFs) as applicable.
|  | 1. | Prescriptive/Custom Lighting includes LED to LED replacement, specialty lighting not listed, and more than 1 to 1 replacements.
Lighting Controls
|  | Standalone Lighting Controls | [14 empty] | Classification |  |  |  |  | Incentive |  |  |  | Unit |  |  | Eligibility Standard
|  | Dual Daylight & Occupancy Sensor (DOS) | [14 empty] | 20W - 149W per fixture wattage |  |  |  |  | 35 | 30 | 30 | 30 | per fixture | per fixture | per fixture | UL or other OSHA-approved Nationally Recognized Testing Laboratory in accordance with applicable US standards
[17 empty] | ≥150W per fixture wattage |  |  |  |  | 55 | 50 | 50 | 50 | per fixture | per fixture | per fixture
|  | Daylight Continuous Dimming Control | [14 empty] | 20W - 149W per fixture wattage |  |  |  |  | 25 | 20 | 20 | 20 | per fixture | per fixture | per fixture
[17 empty] | ≥150W per fixture wattage |  |  |  |  | 45 | 40 | 40 | 40 | per fixture | per fixture | per fixture
|  | Exterior Lighting Fixture with Integrated Controls | [14 empty] | 20w to 149w per fixture wattage |  |  |  |  | 35 | 30 | 30 | 30 | per fixture | per fixture | per fixture
[17 empty] | ≥150w per fixture wattage |  |  |  |  | 55 | 50 | 50 | 50 | per fixture | per fixture | per fixture
|  | Interior Occupancy/Vacancy Sensor - Remote Mounted | Interior Occupancy/Vacancy Sensor - Remote Mounted | Interior Occupancy/Vacancy Sensor - Remote Mounted | Interior Occupancy/Vacancy Sensor - Remote Mounted | Interior Occupancy/Vacancy Sensor - Remote Mounted | Interior Occupancy/Vacancy Sensor - Remote Mounted | Interior Occupancy/Vacancy Sensor - Remote Mounted | Interior Occupancy/Vacancy Sensor - Remote Mounted | Interior Occupancy/Vacancy Sensor - Remote Mounted | Interior Occupancy/Vacancy Sensor - Remote Mounted | Interior Occupancy/Vacancy Sensor - Remote Mounted | Interior Occupancy/Vacancy Sensor - Remote Mounted | Interior Occupancy/Vacancy Sensor - Remote Mounted | Interior Occupancy/Vacancy Sensor - Remote Mounted | Interior Occupancy/Vacancy Sensor - Remote Mounted | [5 empty] | 40 | 25 | 25 | 25 | per fixture | per fixture | per fixture
|  | Interior Occupancy/Vacancy Sensor - Wall Mounted | Interior Occupancy/Vacancy Sensor - Wall Mounted | Interior Occupancy/Vacancy Sensor - Wall Mounted | Interior Occupancy/Vacancy Sensor - Wall Mounted | Interior Occupancy/Vacancy Sensor - Wall Mounted | Interior Occupancy/Vacancy Sensor - Wall Mounted | Interior Occupancy/Vacancy Sensor - Wall Mounted | Interior Occupancy/Vacancy Sensor - Wall Mounted | Interior Occupancy/Vacancy Sensor - Wall Mounted | Interior Occupancy/Vacancy Sensor - Wall Mounted | Interior Occupancy/Vacancy Sensor - Wall Mounted | Interior Occupancy/Vacancy Sensor - Wall Mounted | Interior Occupancy/Vacancy Sensor - Wall Mounted | Interior Occupancy/Vacancy Sensor - Wall Mounted | Interior Occupancy/Vacancy Sensor - Wall Mounted | [5 empty] | 35 | 25 | 25 | 25 | per fixture | per fixture | per fixture
|  | Interior Occupancy/Vacancy Sensor - Integrated | Interior Occupancy/Vacancy Sensor - Integrated | Interior Occupancy/Vacancy Sensor - Integrated | Interior Occupancy/Vacancy Sensor - Integrated | Interior Occupancy/Vacancy Sensor - Integrated | Interior Occupancy/Vacancy Sensor - Integrated | Interior Occupancy/Vacancy Sensor - Integrated | Interior Occupancy/Vacancy Sensor - Integrated | Interior Occupancy/Vacancy Sensor - Integrated | Interior Occupancy/Vacancy Sensor - Integrated | Interior Occupancy/Vacancy Sensor - Integrated | Interior Occupancy/Vacancy Sensor - Integrated | Interior Occupancy/Vacancy Sensor - Integrated | Interior Occupancy/Vacancy Sensor - Integrated | Interior Occupancy/Vacancy Sensor - Integrated | [5 empty] | 40 | 30 | 30 | 30 | per fixture | per fixture | per fixture
|  | Interior Occupancy Dimming Control - Integrated | Interior Occupancy Dimming Control - Integrated | Interior Occupancy Dimming Control - Integrated | Interior Occupancy Dimming Control - Integrated | Interior Occupancy Dimming Control - Integrated | Interior Occupancy Dimming Control - Integrated | Interior Occupancy Dimming Control - Integrated | Interior Occupancy Dimming Control - Integrated | Interior Occupancy Dimming Control - Integrated | Interior Occupancy Dimming Control - Integrated | Interior Occupancy Dimming Control - Integrated | Interior Occupancy Dimming Control - Integrated | Interior Occupancy Dimming Control - Integrated | Interior Occupancy Dimming Control - Integrated | Interior Occupancy Dimming Control - Integrated | [5 empty] | 25 | 15 | 15 | 15 | per fixture | per fixture | per fixture
|  | Interior Occupancy Sensor for Highbay - Remote Mounted | Interior Occupancy Sensor for Highbay - Remote Mounted | Interior Occupancy Sensor for Highbay - Remote Mounted | Interior Occupancy Sensor for Highbay - Remote Mounted | Interior Occupancy Sensor for Highbay - Remote Mounted | Interior Occupancy Sensor for Highbay - Remote Mounted | Interior Occupancy Sensor for Highbay - Remote Mounted | Interior Occupancy Sensor for Highbay - Remote Mounted | Interior Occupancy Sensor for Highbay - Remote Mounted | Interior Occupancy Sensor for Highbay - Remote Mounted | Interior Occupancy Sensor for Highbay - Remote Mounted | Interior Occupancy Sensor for Highbay - Remote Mounted | Interior Occupancy Sensor for Highbay - Remote Mounted | Interior Occupancy Sensor for Highbay - Remote Mounted | Interior Occupancy Sensor for Highbay - Remote Mounted | [5 empty] | 40 | 25 | 25 | 25 | per fixture | per fixture | per fixture
|  | Network Lighting Controls | [14 empty] | Classification |  |  |  |  | Incentive |  |  |  | Unit |  |  | Eligibility Standard
|  | Networked lighting control system controlling efficient luminaires1 | Networked lighting control system controlling efficient lurninaires | Networked lighting control system controlling efficient lurninaires | Networked lighting control system controlling efficient lurninaires | Networked lighting control system controlling efficient lurninaires | Networked lighting control system controlling efficient lurninaires | Networked lighting control system controlling efficient lurninaires | Networked lighting control system controlling efficient lurninaires | Networked lighting control system controlling efficient lurninaires | Networked lighting control system controlling efficient lurninaires | Networked lighting control system controlling efficient lurninaires | Networked lighting control system controlling efficient lurninaires | Networked lighting control system controlling efficient lurninaires | Networked lighting control system controlling efficient lurninaires | Networked lighting control system controlling efficient lurninaires | [5 empty] | 0.6 |  |  |  | per Watt controlled |  |  | DLC listed. UL or other OSHA-approved Nationally Recognized Testing Laboratory in accordance with applicable US standards
|  | Luminaire level lighting control2 | [14 empty] | 20W - 149W total controlled |  |  |  |  | 30 |  |  |  | per fixture
[17 empty] | ≥150W total controlled |  |  |  |  | 60 |  |  |  | per fixture
|  | 1. | A network lighting control system is a DLC NLC V5.0 certified product. The system must use a “bridge”, “gateway”, or “hub” to control fixtures per manufacturer specifications.
|  | 2. | Luminaire level lighting control (LLLC) – Is a DLC NLC V5.0 certified product. The DLC certificate must show the product is Luminaire Level Lighting Control (LLLC) capable. The sensor installed for each luminaire or kit is directly integrated or embedded, this will ensure each fixture has it’s own sensor.
|  | 3. | Integrated sensors must be installed on a 1:1 basis, meaning each luminaire or kit must have its own individual sensor.
HVAC
Eligibility Requirements
Efficiency requirements to comply with ASHRAE.
An AHRI Certificate is required for new electric HVAC units. AHRI Certificates can be downloaded from http://www.ahridirectory.org.
Manufacturers Specification Sheet Required
|  | Packaged Terminal Units | [14 empty] | Classification |  |  |  |  | Qualifying Efficiency | [5 empty] | Incentive |  |  |  | Unit | Eligibility Standard
|  | PTHP Non-Standard Size | [14 empty] | ≥5,000 - < 7,000 Btu |  |  |  |  | 9.31 EER 2.71 COP | [5 empty] | 300 |  |  |  | per ton | ASHRAE 90.1 2019; Equipment must meet or exceed the qualifying efficiency listed for the applicable classification tiers
[17 empty] | ≥7,000 - < 8,000 Btu |  |  |  |  | 9.11 EER 2.7 COP
[17 empty] | ≥8,000 - < 9,000 Btu |  |  |  |  | 8.89 EER 2.68 COP
[17 empty] | ≥9,000 - < 10,000 Btu |  |  |  |  | 8.68 EER 2.65 COP
[17 empty] | ≥10,000 - < 11,000 Btu |  |  |  |  | 8.47 EER 2.62 COP
[17 empty] | ≥11,000 - < 12,000 Btu |  |  |  |  | 8.25 EER 2.6 COP
[17 empty] | ≥12,000 - < 13,000 Btu |  |  |  |  | 8.04 EER 2.57 COP
[17 empty] | ≥13,000 - < 14,000 Btu |  |  |  |  | 7.83 EER 2.55 COP
[17 empty] | ≥14,000 - ≤ 15,000 Btu |  |  |  |  | 7.62 EER 2.52 COP
[17 empty] | >15,000 Btu |  |  |  |  | 7.61 EER 2.51 COP
|  | PTHP Standard Size | [14 empty] | ≥5,000 - < 7,000 Btu |  |  |  |  | 11.91 EER 3.31 COP | [5 empty] | 300 |  |  |  | per ton | ASHRAE 90.1 2019; Equipment must meet or exceed the qualifying efficiency listed for the applicable classification tiers
[17 empty] | ≥7,000 - < 8,000 Btu |  |  |  |  | 11.61 EER 3.29 COP
[17 empty] | ≥8,000 - < 9,000 Btu |  |  |  |  | 11.31 EER 3.24 COP
[17 empty] | ≥9,000 - < 10,000 Btu |  |  |  |  | 11.01 EER 3.19 COP
[17 empty] | ≥10,000 - < 11,000 Btu |  |  |  |  | 10.71 EER 3.14 COP
[17 empty] | ≥11,000 - < 12,000 Btu |  |  |  |  | 10.41 EER 3.09 COP
[17 empty] | ≥12,000 - < 13,000 Btu |  |  |  |  | 10.11 EER 3.03 COP
[17 empty] | ≥13,000 - < 14,000 Btu |  |  |  |  | 9.81 EER 2.98 COP
[17 empty] | ≥14,000 - ≤ 15,000 Btu |  |  |  |  | 9.51 EER 2.93 COP
[17 empty] | >15,000 Btu |  |  |  |  | 9.51 EER 2.91 COP
|  | PTAC Non-Standard Size | [14 empty] | ≥5,000 - < 7,000 Btu |  |  |  |  | 9.41 EER | 12.875 EER | 12.875 EER | 12.875 EER | 12.875 EER | 12.875 EER | 175 |  |  |  | per ton | ASHRAE 90.1 2019; Equipment must meet or exceed the qualifying efficiency listed for the applicable classification tiers
[17 empty] | ≥7,000 - < 8,000 Btu |  |  |  |  | 9.21 EER | 12.1025 EER | 12.1025 EER | 12.1025 EER | 12.1025 EER | 12.1025 EER
[17 empty] | ≥8,000 - < 9,000 Btu |  |  |  |  | 8.99 EER | 11.7935 EER | 11.7935 EER | 11.7935 EER | 11.7935 EER | 11.7935 EER
[17 empty] | ≥9,000 - < 10,000 Btu |  |  |  |  | 8.78 EER | 11.4845 EER | 11.4845 EER | 11.4845 EER | 11.4845 EER | 11.4845 EER
[17 empty] | ≥10,000 - < 11,000 Btu |  |  |  |  | 8.57 EER | 11.1755 EER | 11.1755 EER | 11.1755 EER | 11.1755 EER | 11.1755 EER
[17 empty] | ≥11,000 - < 12,000 Btu |  |  |  |  | 8.35 EER | 10.8665 EER | 10.8665 EER | 10.8665 EER | 10.8665 EER | 10.8665 EER
[17 empty] | ≥12,000 - < 13,000 Btu |  |  |  |  | 8.14 EER | 10.5575 EER | 10.5575 EER | 10.5575 EER | 10.5575 EER | 10.5575 EER
[17 empty] | ≥13,000 - < 14,000 Btu |  |  |  |  | 7.93 EER | 10.2485 EER | 10.2485 EER | 10.2485 EER | 10.2485 EER | 10.2485 EER
[17 empty] | ≥14,000 - ≤ 15,000 Btu |  |  |  |  | 7.72 EER | 9.9395 EER | 9.9395 EER | 9.9395 EER | 9.9395 EER | 9.9395 EER
[17 empty] | >15,000 Btu |  |  |  |  | 7.71 EER | 9.785 EER | 9.785 EER | 9.785 EER | 9.785 EER | 9.785 EER
|  | PTAC Standard Size | [14 empty] | ≥5,000 - < 7,000 Btu |  |  |  |  | 11.91 EER | 12.875 EER | 12.875 EER | 12.875 EER | 12.875 EER | 12.875 EER | 175 |  |  |  | per ton | ASHRAE 90.1 2019; Equipment must meet or exceed the qualifying efficiency listed for the applicable classification tiers
[17 empty] | ≥7,000 - < 8,000 Btu |  |  |  |  | 11.61 EER | 12.1025 EER | 12.1025 EER | 12.1025 EER | 12.1025 EER | 12.1025 EER
[17 empty] | ≥8,000 - < 9,000 Btu |  |  |  |  | 11.31 EER | 11.7935 EER | 11.7935 EER | 11.7935 EER | 11.7935 EER | 11.7935 EER
[17 empty] | ≥9,000 - < 10,000 Btu |  |  |  |  | 11.01 EER | 11.4845 EER | 11.4845 EER | 11.4845 EER | 11.4845 EER | 11.4845 EER
[17 empty] | ≥10,000 - < 11,000 Btu |  |  |  |  | 10.71 EER | 11.1755 EER | 11.1755 EER | 11.1755 EER | 11.1755 EER | 11.1755 EER
[17 empty] | ≥11,000 - < 12,000 Btu |  |  |  |  | 10.41 EER | 10.8665 EER | 10.8665 EER | 10.8665 EER | 10.8665 EER | 10.8665 EER
[17 empty] | ≥12,000 - < 13,000 Btu |  |  |  |  | 10.11 EER | 10.5575 EER | 10.5575 EER | 10.5575 EER | 10.5575 EER | 10.5575 EER
[17 empty] | ≥13,000 - < 14,000 Btu |  |  |  |  | 9.81 EER | 10.2485 EER | 10.2485 EER | 10.2485 EER | 10.2485 EER | 10.2485 EER
[17 empty] | ≥14,000 - ≤ 15,000 Btu |  |  |  |  | 9.51 EER | 9.9395 EER | 9.9395 EER | 9.9395 EER | 9.9395 EER | 9.9395 EER
[17 empty] | >15,000 Btu |  |  |  |  | 9.51 EER | 9.9395 EER | 9.9395 EER | 9.9395 EER | 9.9395 EER | 9.9395 EER
|  | Single Package Vertical Systems | [14 empty] | Classification |  |  |  |  | Qualifying Efficiency | [5 empty] | Incentive |  |  |  | Unit | Eligibility Standard
|  | Single Package Vertical Heat Pumps | [14 empty] | ≤ 5.4 tons |  |  |  |  | 11.01 EER 3.31 COP | [5 empty] | 300 |  |  |  | per ton | ASHRAE 90.1 2019; Equipment must meet or exceed the qualifying efficiency listed for the applicable classification tiers
[17 empty] | > 5.4 and ≤ 11.25 tons |  |  |  |  | 10.01 EER 3.01 COP
|  | Single Package Vertical AC - Tier 1 | [14 empty] | ≤ 5.4 tons |  |  |  |  | 11.01 EER | [5 empty] | 300 |  |  |  | per ton | ASHRAE 90.1 2019; Equipment must meet or exceed the qualifying efficiency listed for the applicable classification tiers
[17 empty] | > 5.4 - ≤ 11.25 tons |  |  |  |  | 10.01 EER | [5 empty] | 300
[17 empty] | > 11.25 - ≤ 20 tons |  |  |  |  | 10.11 EER
|  | Single Package Vertical AC - Tier 2 | [14 empty] | ≤ 5.4 tons |  |  |  |  | 11.6 EER | [5 empty] | 300 |  |  |  | per ton
|  | Air Source Heat Pumps | [14 empty] | Classification |  |  |  |  | Qualifying Efficiency | [5 empty] | Incentive |  |  |  | Unit | Eligibility Standard
|  | Single Package - Tier 1 | [14 empty] | ≤ 5.4 tons |  |  |  |  | 15.2 SEER2 12.4 EER2 8.4 HSPF2 | [5 empty] | 175 |  |  |  | per ton | ASHRAE 90.1 2019; Equipment must meet or exceed the qualifying efficiency listed for the applicable classification tiers
[17 empty] | > 5.4 - ≤ 11.25 tons |  |  |  |  | 10.81 EER 13.91 IEER 3.41 COP | [5 empty] | 300 |  |  |  | per ton
[17 empty] | > 11.25 - ≤ 20 tons |  |  |  |  | 10.41 EER 13.31 IEER 3.3 COP
|  | Single Package - Tier 2 | [14 empty] | ≤ 5.4 tons |  |  |  |  | 17 SEER2 12.3 EER2 8.4 HSPF2 | [5 empty] | 300 |  |  |  | per ton
|  | Split System -Tier 1 | [14 empty] | ≤ 5.4 tons |  |  |  |  | 15.2 SEER2 12.4 EER2 8.4 HSPF2 | [5 empty] | 175 |  |  |  | per ton
[17 empty] | > 5.4 - ≤ 11.25 tons |  |  |  |  | 10.81 EER 13.91 IEER 3.41 COP | [5 empty] | 300 |  |  |  | per ton
[17 empty] | > 11.25 - ≤ 20 tons |  |  |  |  | 10.41 EER 13.31 IEER 3.3 COP
|  | Split System -Tier 2 | [14 empty] | ≤ 5.4 tons |  |  |  |  | 17 SEER2 12.3 EER2 8.4 HSPF2 | [5 empty] | 300 |  |  |  | per ton
|  | Ductless, Mini Split Air Heat Pumps | [14 empty] | All Sizes |  |  |  |  | 15.2 SEER2 12.4 EER2 8.4 HSPF2 | [5 empty] | 250 |  |  |  | per ton
|  | Ground and Water Heat Pumps | [14 empty] | Classification |  |  |  |  | Qualifying Efficiency | [5 empty] | Incentive |  |  |  | Unit | Eligibility Standard
|  | Water Source Heat Pump - Tier 1 | [14 empty] | ≤ 1.4 tons | ≤ 1.4 tons | ≤ 1.4 tons | ≤ 1.4 tons | ≤ 1.4 tons | 12.8 EER 4.5 COP | 12.4 EER 4.0 COP | 12.4 EER 4.0 COP | 12.4 EER 4.0 COP | 12.4 EER 4.0 COP | 12.4 EER 4.0 COP | 300 |  |  |  | per ton | ASHRAE 90.1 2019; Equipment must meet or exceed the qualifying efficiency listed for the applicable classification tiers. Tier 1 must be 5% above baseline. Tier 2 must be 12% above baseline.
[17 empty] | > 1.4 - ≤ 5.4 tons | > 1.4 and ≤ 5.4 tons | > 1.4 and ≤ 5.4 tons | > 1.4 and ≤ 5.4 tons | > 1.4 and ≤ 5.4 tons | 13.7 EER 4.5 COP
[17 empty] | > 5.4 - ≤11.25 tons | > 5.4 and ≤11.25 tons | > 5.4 and ≤11.25 tons | > 5.4 and ≤11.25 tons | > 5.4 and ≤11.25 tons
|  | Water Source Heat Pump - Tier 2 | [14 empty] | ≤ 1.4 tons | ≤ 1.4 tons | ≤ 1.4 tons | ≤ 1.4 tons | ≤ 1.4 tons | 13.7 EER 4.8 COP | 15.0 EER 4.5 COP | 15.0 EER 4.5 COP | 15.0 EER 4.5 COP | 15.0 EER 4.5 COP | 15.0 EER 4.5 COP | 300 |  |  |  | per ton
[17 empty] | > 1.4 - ≤ 5.4 tons | > 1.4 and ≤ 5.4 tons | > 1.4 and ≤ 5.4 tons | > 1.4 and ≤ 5.4 tons | > 1.4 and ≤ 5.4 tons | 14.6 EER 4.8 COP
[17 empty] | > 5.4 - ≤11.25 tons | > 5.4 and ≤11.25 tons | > 5.4 and ≤11.25 tons | > 5.4 and ≤11.25 tons | > 5.4 and ≤11.25 tons
|  | Ground Water Source Heat Pump - Tier 1 | Ground Water Source Heat Pump - Tier 1 | Ground Water Source Heat Pump - Tier 1 | Ground Water Source Heat Pump - Tier 1 | Ground Water Source Heat Pump - Tier 1 | Ground Water Source Heat Pump - Tier 1 | Ground Water Source Heat Pump - Tier 1 | Ground Water Source Heat Pump - Tier 1 | Ground Water Source Heat Pump - Tier 1 | Ground Water Source Heat Pump - Tier 1 | Ground Water Source Heat Pump - Tier 1 | Ground Water Source Heat Pump - Tier 1 | Ground Water Source Heat Pump - Tier 1 | Ground Water Source Heat Pump - Tier 1 | Ground Water Source Heat Pump - Tier 1 | ≤ 11.25 tons | ≤ 11.25 tons | ≤ 11.25 tons | ≤ 11.25 tons | ≤ 11.25 tons | 18.9 EER 3.9 COP | 18.4 EER 3.7 COP | 18.4 EER 3.7 COP | 18.4 EER 3.7 COP | 18.4 EER 3.7 COP | 18.4 EER 3.7 COP | 500 | 100 | 100 | 100 | per ton
|  | Ground Water Source Heat Pump - Tier 2 | Ground Water Source Heat Pump - Tier 2 | Ground Water Source Heat Pump - Tier 2 | Ground Water Source Heat Pump - Tier 2 | Ground Water Source Heat Pump - Tier 2 | Ground Water Source Heat Pump - Tier 2 | Ground Water Source Heat Pump - Tier 2 | Ground Water Source Heat Pump - Tier 2 | Ground Water Source Heat Pump - Tier 2 | Ground Water Source Heat Pump - Tier 2 | Ground Water Source Heat Pump - Tier 2 | Ground Water Source Heat Pump - Tier 2 | Ground Water Source Heat Pump - Tier 2 | Ground Water Source Heat Pump - Tier 2 | Ground Water Source Heat Pump - Tier 2 | ≤ 11.25 tons | ≤ 11.25 tons | ≤ 11.25 tons | ≤ 11.25 tons | ≤ 11.25 tons | 20.2 EER 4.1 COP | 22.0 EER 3.9 COP | 22.0 EER 3.9 COP | 22.0 EER 3.9 COP | 22.0 EER 3.9 COP | 22.0 EER 3.9 COP | 500 | 500 | 500 | 500 | per ton
|  | Ground Source Heat Pump - Tier 1 | Ground Source Heat Pump - Tier 1 | Ground Source Heat Pump - Tier 1 | Ground Source Heat Pump - Tier 1 | Ground Source Heat Pump - Tier 1 | Ground Source Heat Pump - Tier 1 | Ground Source Heat Pump - Tier 1 | Ground Source Heat Pump - Tier 1 | Ground Source Heat Pump - Tier 1 | Ground Source Heat Pump - Tier 1 | Ground Source Heat Pump - Tier 1 | Ground Source Heat Pump - Tier 1 | Ground Source Heat Pump - Tier 1 | Ground Source Heat Pump - Tier 1 | Ground Source Heat Pump - Tier 1 | ≤ 11.25 tons | ≤ 11.25 tons | ≤ 11.25 tons | ≤ 11.25 tons | ≤ 11.25 tons | 14.8 EER 3.4 COP | 14.4 EER 3.2 COP | 14.4 EER 3.2 COP | 14.4 EER 3.2 COP | 14.4 EER 3.2 COP | 14.4 EER 3.2 COP | 500 | 100 | 100 | 100 | per ton
|  | Ground Source Heat Pump - Tier 2 | Ground Source Heat Pump - Tier 2 | Ground Source Heat Pump - Tier 2 | Ground Source Heat Pump - Tier 2 | Ground Source Heat Pump - Tier 2 | Ground Source Heat Pump - Tier 2 | Ground Source Heat Pump - Tier 2 | Ground Source Heat Pump - Tier 2 | Ground Source Heat Pump - Tier 2 | Ground Source Heat Pump - Tier 2 | Ground Source Heat Pump - Tier 2 | Ground Source Heat Pump - Tier 2 | Ground Source Heat Pump - Tier 2 | Ground Source Heat Pump - Tier 2 | Ground Source Heat Pump - Tier 2 | ≤ 11.25 tons | ≤ 11.25 tons | ≤ 11.25 tons | ≤ 11.25 tons | ≤ 11.25 tons | 15.8 EER 3.6 COP | 18.0 EER 3.6 COP | 18.0 EER 3.6 COP | 18.0 EER 3.6 COP | 18.0 EER 3.6 COP | 18.0 EER 3.6 COP | 500 | 500 | 500 | 500 | per ton
|  | Air Cooled - Unitary HVAC | [14 empty] | Classification |  |  |  |  | Qualifying Efficiency | [5 empty] | Incentive |  |  |  | Unit | Eligibility Standard
|  | Single Package - Tier 1 | [14 empty] | ≤ 5.4 tons |  |  |  |  | 15.2 SEER2 10.81 EER2 | 14.3 SEER | 14.3 SEER | 14.3 SEER | 14.3 SEER | 14.3 SEER | 300 |  |  |  | per ton | ASHRAE 90.1 2019; Equipment must meet or exceed the qualifying efficiency listed for the applicable classification tiers
[17 empty] | > 5.4 - ≤11.25 tons |  |  |  |  | 11.01 EER 14.61 IEER | 11.5 EER 13.0 IEER | 11.5 EER 13.0 IEER | 11.5 EER 13.0 IEER | 11.5 EER 13.0 IEER | 11.5 EER 13.0 IEER | 300 |  |  |  | per ton
[17 empty] | > 11.25 - ≤ 20 tons |  |  |  |  | 10.81 EER 14.01 IEER | 12.5 EER 14.0 IEER | 12.5 EER 14.0 IEER | 12.5 EER 14.0 IEER | 12.5 EER 14.0 IEER | 12.5 EER 14.0 IEER
|  | Single Package - Tier 2 | [14 empty] | ≤ 5.4 tons |  |  |  |  | 17 SEER2 10.81 EER2 | 16.0 SEER | 16.0 SEER | 16.0 SEER | 16.0 SEER | 16.0 SEER | 300 |  |  |  | per ton
|  | Split System - Tier 1 | [14 empty] | ≤ 5.4 tons |  |  |  |  | 15.2 SEER2 10.81 EER2 | 14.3 SEER | 14.3 SEER | 14.3 SEER | 14.3 SEER | 14.3 SEER | 300 |  |  |  | per ton
[17 empty] | > 5.4 - ≤11.25 tons |  |  |  |  | 11.01 EER 14.61 IEER | 11.5 EER 13.0 IEER | 11.5 EER 13.0 IEER | 11.5 EER 13.0 IEER | 11.5 EER 13.0 IEER | 11.5 EER 13.0 IEER | 300 |  |  |  | per ton
[17 empty] | > 11.25 - ≤ 20 tons |  |  |  |  | 10.81 EER 14.01 IEER | 12.5 EER 14.0 IEER | 12.5 EER 14.0 IEER | 12.5 EER 14.0 IEER | 12.5 EER 14.0 IEER | 12.5 EER 14.0 IEER
|  | Split System - Tier 2 | [14 empty] | ≤ 5.4 tons |  |  |  |  | 17 SEER2 10.81 EER2 | 16.0 SEER | 16.0 SEER | 16.0 SEER | 16.0 SEER | 16.0 SEER | 300 |  |  |  | per ton
|  | Central DX Air Conditioner | [14 empty] | >20 and ≤63.33 tons |  |  |  |  | 9.81 EER 13.01 IEER | 9.7 EER 11.2 IEER | 9.7 EER 11.2 IEER | 9.7 EER 11.2 IEER | 9.7 EER 11.2 IEER | 9.7 EER 11.2 IEER | 200 |  |  |  | per ton
[17 empty] | > 63 tons |  |  |  |  | 9.51 EER 12.31 IEER
|  | Ductless, Mini Split Air Conditioners | [14 empty] | All Sizes |  |  |  |  | 15.2 SEER2 10.81 EER2 | [5 empty] | 250 |  |  |  | per ton
|  | All Other | [14 empty] | Classification |  |  |  |  | Qualifying Efficiency | [5 empty] | Incentive |  |  |  | Unit | Eligibility Standard
|  | Evaporatively-Cooled Air Conditioner | [14 empty] | ≥11.25 and <20 tons |  |  |  |  | 11.81 EER 12.01 IEER | 9.7 EER 11.2 IEER | 9.7 EER 11.2 IEER | 9.7 EER 11.2 IEER | 9.7 EER 11.2 IEER | 9.7 EER 11.2 IEER | 300 |  |  |  | per ton | ASHRAE 90.1 2019; Equipment must meet or exceed the qualifying efficiency listed for the applicable classification tiers
[17 empty] | ≥20 tons and ≤63.33 tons |  |  |  |  | 11.71 EER 11.91 IEER
|  | Water-Cooled Air Conditioner | [14 empty] | ≥11.25 and <20 tons |  |  |  |  | 12.31 EER 13.71 IEER | 9.7 EER 11.2 IEER | 9.7 EER 11.2 IEER | 9.7 EER 11.2 IEER | 9.7 EER 11.2 IEER | 9.7 EER 11.2 IEER | 300 |  |  |  | per ton
[17 empty] | ≥20 tons and ≤63.33 tons |  |  |  |  | 12.21 EER 13.41 IEER
Variable Frequency Drives
|  | Variable Frequency Drives (VFD) Measures | [14 empty] | Classification |  |  |  |  | Incentive |  |  |  | Unit |  |  | Eligibility Standard
|  | VFD | [14 empty] | ≤ 2 HP |  |  |  |  | 1000 |  |  |  | per drive |  |  | Horsepower (HP) refers to nameplate HP of the motor controlled by the drive. Product must be UL Listed, or listed by equivalent OSHA Nationally Recognized Testing Laboratory.
[17 empty] | 3 HP |  |  |  |  | 1000
[17 empty] | 4 HP |  |  |  |  | 1000
[17 empty] | 5 HP |  |  |  |  | 1000
[17 empty] | 7.5 HP |  |  |  |  | 1000
[17 empty] | 10 HP |  |  |  |  | 1000
[17 empty] | 15 HP |  |  |  |  | 2500
[17 empty] | 20 HP |  |  |  |  | 2500
[17 empty] | 25 HP |  |  |  |  | 2500
[17 empty] | 30 HP |  |  |  |  | 2500
[17 empty] | 40 HP |  |  |  |  | 2500
[17 empty] | 50 HP |  |  |  |  | 2500
[17 empty] | 60 HP |  |  |  |  | 5000
[17 empty] | 75 HP |  |  |  |  | 5000
[17 empty] | 100 HP |  |  |  |  | 5000
[17 empty] | 102 HP to 200 HP |  |  |  |  | 50 |  |  |  | per HP
|  | Fans | [14 empty] | Classification |  |  |  |  | Incentive |  |  |  | Unit |  |  | Eligibility Standard
|  | High Speed Fan | [14 empty] | 24" - 35" |  |  |  |  | 100 |  |  |  | per unit |  |  | Qualifying fans must be rated by an Air Movement and Control Association (AMCA) accredited laboratory such as Bioenvironmental and Structural Systems (BESS) Laboratories
36" - 47"
48" - 71"
|  | High Volume Low Speed Fans (Destratification) | [14 empty] | 16' |  |  |  |  | 1200 |  |  |  | per unit |  |  | Addition of a high volume low speed fan where there are no existing fans currently installed and may be used in any structure with minimum ceiling height of 20ft. Must be used for air destratification during the heating season.
18'
20'
22'
24'
|  | High Volume Low Speed Fan (HVLS) | [14 empty] | 16' |  |  |  |  | 1200 |  |  |  | per unit |  |  | Fan replacing an existing standard efficiency exhaust ventilation or circulation fan found in livestock and other agricultural applications.
18'
20'
22'
24'
|  | HVAC - Other | [14 empty] | Classification |  |  |  |  | Incentive |  |  |  | Unit |  |  | Eligibility Standard
|  | Dual Enthalpy Economizer | [14 empty] | ≤ 5 tons |  |  |  |  | 250 |  |  |  | per control |  |  | Product must be UL Listed, or listed by equivalent OSHA Nationally Recognized Testing Laboratory (NRTL)
> 5 tons
|  | Hotel Guest Room Occupancy Sensor - Electric Only | [19 empty] | 125 |  |  |  | per unit
|  | Smart Thermostat Electric AC & Electric Heat | [19 empty] | 150 |  |  |  | per unit
|  | Smart Thermostat Electric AC & Gas Heat | [19 empty] | 150 |  |  |  | per unit
|  | Demand Control Ventilation | [19 empty] | 2500 |  |  |  | per unit
|  | Energy Recovery Ventilator | [19 empty] | 8 |  |  |  | per CFM
|  | Heat Recovery Ventilator | [19 empty] | 8 |  |  |  | per CFM
|  | EC Motors | [14 empty] | < 1HP |  |  |  |  | 150 |  |  |  | per unit |  |  | Horsepower (HP) refers to nameplate HP of the motor controlled by the drive. Product must be UL Listed, or listed by equivalent OSHA Nationally Recognized Testing Laboratory. Exhaust fans are not eligible.
1 HP
[17 empty] | 2 HP |  |  |  |  | 500
[17 empty] | 3 - 5 HP |  |  |  |  | 500
[17 empty] | 6 - 10 HP |  |  |  |  | 500
[17 empty] | 11+ HP |  |  |  |  | 750
|  | 1. | Smart Thermostats only applies to thermostats that control central A/C, heat pump, furnace, or rooftop units (RTUs) with capacity up to 300,000 Btu/h that serve normal conditioned spaces, not semi-conditioned spaces or spaces with large, frequently open doors (e.g., loading docks and car repair shops).
|  | 2. | The efficient condition is a smart thermostat that has earned ENERGY STAR certification[613] or has followed the ENERGY STAR product requirements.
Heating
Eligibility Requirements
Equipment must meet or exceed the qualifying efficiency listed for the applicable classification tiers
|  | Gas Furnace & Unit Heater | [14 empty] | Classification |  |  |  |  | Qualifying Efficiency | [5 empty] | Incentive |  |  |  | Unit | Eligibility Standard
|  | Gas Furnace | [14 empty] | < 225 kBtu |  |  |  |  | >95% AFUE | [5 empty] | 1150 |  |  |  | per unit | Equipment must be qualified by the current version of ENERGY STAR
[22 empty] | >97% AFUE | [5 empty] | 1500
[17 empty] | ≥ 225 kBtu |  |  |  |  | >95% AFUE | [5 empty] | 1150
[22 empty] | >97% AFUE | [5 empty] | 1500
|  | Condensing Unit Heater | [14 empty] | All Sizes |  |  |  |  | 90% Ec | [5 empty] | 750 |  |  |  | per unit
|  | Gas Heater | [14 empty] | Classification |  |  |  |  | Incentive | [5 empty] | Unit |  |  |  | Eligibility Criteria
|  | Gas Infrared Heater | [14 empty] | ≤ 100 Mbtu/h |  |  |  |  | 1750 | [5 empty] | per unit |  |  |  | Product must be listed by equivalent OSHA Nationally Recognized Testing Laboratory (NRTL)
[17 empty] | > 100 Mbtu/h |  |  |  |  | 1500
Water Heating and Boilers
Eligibility Requirements
Equipment must meet or exceed the qualifying efficiency listed for the applicable classification tiers
|  | Gas Condensing Boilers | [14 empty] | Classification |  |  |  |  | Qualifying Efficiency | [5 empty] | Incentive |  |  |  | Unit | Eligibility Standard
|  | Hot water, condensing boiler - Tier 1 | [14 empty] | < 300 MBH |  |  |  |  | 90% AFUE | [5 empty] | 1000 |  |  |  | per Boiler
[17 empty] | ≥ 300 - ≤ 2500 MBH |  |  |  |  | 88% TE | [5 empty] | 4 |  |  |  | per MBH | CEE Tier 1
[17 empty] | > 2500 - ≤ 4000 MBH |  |  |  |  | 88% TE | [5 empty] | 5
|  | Hot water, condensing boiler - Tier 2 | [14 empty] | < 300 MBH |  |  |  |  | 95% AFUE | [5 empty] | 9 |  |  |  |  | Equipment must be qualified by the current version of ENERGY STAR
[17 empty] | ≥ 300 - ≤ 2500 MBH |  |  |  |  | 94% TE
[17 empty] | > 2500 - ≤ 4000 MBH |  |  |  |  | 81% TE
|  | Gas Non-Condensing Boilers | [14 empty] | Classification |  |  |  |  | Qualifying Efficiency | [5 empty] | Incentive |  |  |  | Unit | Eligibility Standard
|  | Hot water, non-condensing boiler | [14 empty] | < 300 MBH |  |  |  |  | 85% AFUE | [5 empty] | 6 |  |  |  | per MBH
[17 empty] | ≥ 300 - ≤ 1500 MBH |  |  |  |  | 85% TE | [5 empty] | 5
[17 empty] | > 1500 - ≤ 2500 MBH | [10 empty] | 3
[17 empty] | > 2500 - ≤ 4000 MBH |  |  |  |  | 85% TE | [5 empty] | 5
|  | Steam, all except natural draft, non-condensing boiler | [14 empty] | < 300 MBH |  |  |  |  | 82% AFUE | [5 empty] | 3 |  |  |  | per MBH
[17 empty] | ≥ 300 - ≤ 2500 MBH |  |  |  |  | 81% TE | [5 empty] | 2
[17 empty] | > 2500 - ≤ 4000 MBH |  |  |  |  | 81% TE | [5 empty] | 3
|  | Steam, natural draft, non-condensing boiler | [14 empty] | < 300 MBH |  |  |  |  | 82% AFUE | [5 empty] | 3 |  |  |  | per MBH
[17 empty] | ≥ 300 - ≤ 2500 MBH |  |  |  |  | 81% TE | [5 empty] | 2
[17 empty] | > 2500 - ≤ 4000 MBH |  |  |  |  | 81% TE | [5 empty] | 3
|  | Gas Water Heaters | [14 empty] | Classification |  |  |  |  | Qualifying Efficiency | [5 empty] | Incentive |  |  |  | Unit | Eligibility Standard
|  | DHW Storage, Gas-Fired | [14 empty] | < 75,000 Btuh, ≤55 gallons |  |  |  |  | > 0.64 UEF | [5 empty] | 600 |  |  |  | per unit | Equipment must be qualified by the current version of ENERGY STAR
[17 empty] | < 75,000 Btuh, >55 gallons |  |  |  |  | > 0.81 UEF | [5 empty] | 1000
[17 empty] | ≥ 75,000 - ≤ 105,000 Btuh |  |  |  |  | > 82% TE | [5 empty] | 500
[17 empty] | ≥ 75,000 - ≤ 105,000 Btuh |  |  |  |  | > 94% TE | [5 empty] | 750
[17 empty] | > 105,000 Btuh |  |  |  |  | > 82% TE | [5 empty] | 500
[17 empty] | > 105,000 Btuh |  |  |  |  | > 94% TE | [5 empty] | 800
|  | Instantaneous Gas Water Heater | [14 empty] | < 200,000 Btuh |  |  |  |  | > 90% TE | [5 empty] | 750 |  |  |  | per unit
[17 empty] | > 200,000 Btuh | [10 empty] | 2000
|  | Condensing Integrated Boiler and Water Heater | [14 empty] | ≤ 300 MBH |  |  |  |  | 90% AFUE | [5 empty] | 2500 |  |  |  | per unit
[17 empty] | > 300 MBH |  |  |  |  | 94% TE
|  | Electric Water Heaters | [14 empty] | Classification |  |  |  |  | Qualifying Efficiency | [5 empty] | Incentive |  |  |  | Unit | Eligibility Standard
|  | Heat Pump Electric Storage Water Heater | [14 empty] | size ≤ 55 gallons | [10 empty] | 1500 |  |  |  | per unit | Equipment must be qualified by the current version of ENERGY STAR
size > 55 gallons
|  | Water Heating - Other | [14 empty] | Classification |  |  |  |  | Incentive | [5 empty] | Unit |  |  |  |  | Eligibility Standard
|  | Hot Water Recirculating Pump Control | [19 empty] | 2800 | [5 empty] | per Dwelling unit
|  | Boiler Outside Air Reset Control | [14 empty] | Gas |  |  |  |  | 1 | [5 empty] | per kBtu
|  | Boiler Economizer Control | [14 empty] | 800 to 1600 MBH |  |  |  |  | 1500 | [5 empty] | per unit
[17 empty] | 1600 to 3000 MBH |  |  |  |  | 1800
[17 empty] | 3000 to 3500 MBH |  |  |  |  | 2100
[17 empty] | 3500 to 4000 MBH |  |  |  |  | 2400
[17 empty] | > 4000 MBH |  |  |  |  | 2700
[17 empty] | < 800 MBH |  |  |  |  | 1200
|  | Stack Economizer | [14 empty] | Hot Water Boiler |  |  |  |  | 11 | [5 empty] | per MBH
Steam Boiler
Refrigeration
Eligibility Requirements
|  | Refrigeration Motors, Controls, & Compressors | [14 empty] | Classification |  |  |  |  | Incentive | [5 empty] | Unit |  |  |  | Eligibility Standard
|  | Anti-Sweat Heater Control / Door Heater Control | [14 empty] | Cooler/Medium Temp Door |  |  |  |  | 75 | [5 empty] | per Door |  |  |  | Product must be UL Listed, or listed by equivalent OSHA Nationally Recognized Testing Laboratory (NRTL)
Freezer/Low Temp Door
|  | Floating Head Pressure Controls | [19 empty] | 200 | [5 empty] | per Ton
|  | EC Motors for Evaporator Fans | [14 empty] | Cooler |  |  |  |  | 200 | [5 empty] | per Motor
Freezer
|  | Variable Speed Refrigeration Compressor | [14 empty] | Cooler |  |  |  |  | 2000 | [5 empty] | per Compressor |  |  |  | ASHRAE 90.1 2019; Equipment must exceed the standard
Freezer
|  | Refrigeration Gaskets, Doors & Strips | [14 empty] | Classification |  |  |  |  | Incentive | [5 empty] | Unit |  |  |  | Eligibility Standard
|  | Automatic Door Closer | [14 empty] | Cooler |  |  |  |  | 150 | [5 empty] | per Door |  |  |  | Must be a walk in cooler/freezer with an auto closer. The walk-in door perimeter must be ≥ 16 feet.
[17 empty] | Freezer |  |  |  |  | 150
|  | Door Gasket | [14 empty] | Cooler Reach-in |  |  |  |  | 7 | [5 empty] | per Linear ft
Freezer Reach-in
Cooler Walk-in
Freezer Walk-in
|  | Strip Curtains | [14 empty] | Cooler, Convenience Store |  |  |  |  | 12 | [5 empty] | per Sq. ft.
Cooler, Restaurant
Cooler, Supermarket
Freezer, Convenience Store
Freezer, Restaurant
Freezer, Supermarket
Freezer, Refrigerated Warehouse
|  | Night Cover | [14 empty] | Ice Cream (-15°F) |  |  |  |  | 8 | [5 empty] | per Linear ft.
Low (0°F)
Medium (38°F)
|  | High-Efficiency Refrigeration Display Case Door * Standard Refrigeration Display Case Door * | [19 empty] | 50 | [5 empty] | per Linear ft. |  |  |  | Must be installed on an open case.
|  | Walk-in or Reach-in Cooler/Freezer Evaporator Fan Motor Control | [19 empty] | 200 | [5 empty] | per Motor |  |  |  | Product must be UL Listed, or listed by equivalent OSHA Nationally Recognized Testing Laboratory (NRTL)
*Incentive is capped at $600 per cover/case.
Food Service
|  | Ovens, Fryers, Steamers & Griddles | [14 empty] | Classification |  |  |  |  | Incentive | [5 empty] | Unit |  |  |  | Eligibility Standard
|  | Combination Oven/Steamer | [14 empty] | Electric |  |  |  |  | 1700 | [5 empty] | per Oven |  |  |  | Equipment must be qualified by the current version of ENERGY STAR
|  | Convection Oven | [14 empty] | Gas |  |  |  |  | 600 | [5 empty] | per Oven
Electric
|  | Steam Cooker | [14 empty] | Gas |  |  |  |  | 150 | [5 empty] | per Pan
Electric
|  | Griddle | [14 empty] | Gas |  |  |  |  | 1500 | [5 empty] | per Griddle
[17 empty] | Electric |  |  |  |  | 600
|  | Rack Oven | [14 empty] | Single - Gas |  |  |  |  | 3000 | [5 empty] | per Oven
Double - Gas
|  | Commercial Conveyor Oven | [14 empty] | Gas |  |  |  |  | 1700 | [5 empty] | per Oven
|  | Vat Fryer | [14 empty] | Gas |  |  |  |  | 1000 | [5 empty] | per Fryer
[17 empty] | Electric |  |  |  |  | 600
|  | Dishwashers | [14 empty] | Classification |  |  |  |  | Incentive | [5 empty] | Unit |  |  |  | Eligibility Standard
|  | Commercial Dishwasher - Under Counter - Gas | [14 empty] | Low Temperature |  |  |  |  | 400 | [5 empty] | per Dishwasher |  |  |  | Equipment must be qualified by the current version of ENERGY STAR or CEE.
[17 empty] | High Temperature |  |  |  |  | 400
|  | Commercial Dishwasher - Stationary Single Tank Door Type - Gas | [14 empty] | Low Temperature |  |  |  |  | 700
[17 empty] | High Temperature |  |  |  |  | 750
|  | Commercial Dishwasher - Single Tank Conveyor - Gas | [14 empty] | Low Temperature |  |  |  |  | 1000
[17 empty] | High Temperature |  |  |  |  | 1500
|  | Commercial Dishwasher - Multiple Tank Conveyor - Gas | [14 empty] | Low Temperature |  |  |  |  | 1500
[17 empty] | High Temperature |  |  |  |  | 1500
|  | Commercial Dishwasher - Under Counter - Electric | [14 empty] | Low Temperature |  |  |  |  | 300
[17 empty] | High Temperature |  |  |  |  | 2500
|  | Commercial Dishwasher - Stationary Single Tank Door Type - Electric | [14 empty] | Low Temperature |  |  |  |  | 400
[17 empty] | High Temperature |  |  |  |  | 1250
|  | Commercial Dishwasher - Single Tank Conveyor - Electric | [14 empty] | Low Temperature |  |  |  |  | 850
[17 empty] | High Temperature |  |  |  |  | 2500
|  | Commercial Dishwasher - Multiple Tank Conveyor - Electric | [14 empty] | Low Temperature |  |  |  |  | 1000
[17 empty] | High Temperature |  |  |  |  | 1500
|  | Refrigerators & Freezers | [14 empty] | Classification |  |  |  |  | Incentive | [5 empty] | Unit |  |  |  | Eligibility Standard
|  | Commercial Glass Door Refrigerator | [14 empty] | ≤ 15 ft3 |  |  |  |  | 300 | [5 empty] | per Refrigerator |  |  |  | Equipment must be qualified by the current version of ENERGY STAR or CEE.
> 15 - ≤ 30 ft3
> 30 - < 50 ft3
≥ 50 ft3
|  | Commercial Solid Door Refrigerator | [14 empty] | ≤ 15 ft3 |  |  |  |  | 400 | [5 empty] | per Refrigerator |  |  |  | Equipment must be qualified by the current version of ENERGY STAR or CEE.
> 15 - ≤ 30 ft3
> 30 - < 50 ft3
≥ 50 ft3
|  | Commercial Glass Door Freezer | [14 empty] | ≤ 15 ft3 |  |  |  |  | 300 | [5 empty] | per Freezer |  |  |  | Equipment must be qualified by the current version of ENERGY STAR or CEE.
> 15 - ≤ 30 ft3
> 30 - < 50 ft3
≥ 50 ft3
|  | Commercial Solid Door Freezer | [14 empty] | ≤ 15 ft3 |  |  |  |  | 400 | [5 empty] | per Freezer |  |  |  | Equipment must be qualified by the current version of ENERGY STAR or CEE.
> 15 - ≤ 30 ft3
> 30 - < 50 ft3
≥ 50 ft3
|  | Commercial Ice Machine Measures | [14 empty] | Classification |  |  |  |  | Incentive | [5 empty] | Unit |  |  |  | Eligibility Standard
|  | Commercial Ice Machines - Tier 1 | [14 empty] | 0–100 lbs/day |  |  |  |  | 200 | [5 empty] | per Ice Machine |  |  |  | Tier 1: ENERGY STAR Certified Commercial Ice Machines
101–200 lbs/day
201–300 lbs/day
301–400 lbs/day
401–500 lbs/day
501–1000 lbs/day
1001–1500 lbs/day
> 1500 lbs/day
|  | Commercial Ice Machines - Tier 2 | [14 empty] | 0–100 lbs/day |  |  |  |  | 300 | [5 empty] | per Ice Machine |  |  |  | Tier 2: CEE Commercial Kitchens Ice Machines
101–200 lbs/day
201–300 lbs/day
301–400 lbs/day
401–500 lbs/day
501–1000 lbs/day
1001–1500 lbs/day
> 1500 lbs/day
|  | Other Food Service | [14 empty] | Classification |  |  |  |  | Incentive | [5 empty] | Unit |  |  |  | Eligibility Standard
|  | Pre Rinse Spray Valve | [14 empty] | Electric Water Heating |  |  |  |  | 75 | [5 empty] | per Spray Valve |  |  |  | Maximum flow rate of 1.28 gpm
[17 empty] | Gas Water Heating |  |  |  |  | 100
|  | Hot Food Holding Cabinet | [14 empty] | 1/2 Size |  |  |  |  | 300 | [5 empty] | per Cabinet |  |  |  | Equipment must be qualified by the current version of ENERGY STAR or CEE.
[17 empty] | 3/4 Size |  |  |  |  | 600
[17 empty] | Full Size |  |  |  |  | 600
Agriculture
|  | Agriculture | [14 empty] | Classification |  |  |  |  | Incentive | [5 empty] | Unit |  |  |  | Eligibility Standard
|  | Engine Block Heater Timer | [19 empty] | 25 | [5 empty] | per Heater |  |  |  | Product must be UL Listed, or listed by equivalent OSHA Nationally Recognized Testing Laboratory (NRTL)
|  | Auto Milker Takeoff | [19 empty] | 100 | [5 empty] | per unit
|  | Dairy Scroll Compressor | [19 empty] | 1000 | [5 empty] | per unit
|  | Heat Reclaimers | [19 empty] | 2500 | [5 empty] | per unit
|  | Livestock Waterer | [19 empty] | 500 | [5 empty] | per unit
|  | Dairy Vac Pump VSD Controls | [19 empty] | 2000 | [5 empty] | per unit
|  | Dairy Refrigeration Tune-Up | [19 empty] | 150 | [5 empty] | per unit
Plug Load - Residential Appliances - Miscellaneous
Eligibility Requirements
Advanced Power Strips – Tier 1 are multi-plug power strips with the ability to automatically disconnect specific connected loads depending upon the power draw of a control load plugged into the strip.
Advanced Power Strips - Tier 2 are multi-plug power strips reduce active and standby energy waste by monitoring user engagement and cutting power to all devices when a set period of inactivity is detected.
|  | Plug Loads | [14 empty] | Classification |  |  |  |  | Incentive | [5 empty] | Unit |  |  |  | Eligibility Standard
|  | Advanced Power Strip | [14 empty] | Tier 1 |  |  |  |  | 25 | [5 empty] | per strip |  |  |  | Product must be UL Listed, or listed by equivalent OSHA Nationally Recognized Testing Laboratory (NRTL)
[17 empty] | Tier 2 |  |  |  |  | 50
|  | Monitors | [14 empty] | C&I |  |  |  |  | 25 | [5 empty] | per unit |  |  |  | ENERGY STAR
|  | Computers | [14 empty] | C&I |  |  |  |  | 25 | [5 empty] | per unit
|  | Imaging | [14 empty] | C&I |  |  |  |  | 25 | [5 empty] | per unit
|  | Uninterruptible Power Supply (UPS) | [14 empty] | C&I |  |  |  |  | 75 | [5 empty] | per unit
|  | Network Power Management | [19 empty] | 35 | [5 empty] | per PC controlled
|  | Vending Machine & Control | [14 empty] | Classification |  |  |  |  | Incentive | [5 empty] | Unit |  |  |  | Eligibility Standard
|  | Vending Machine Control | [14 empty] | Non-Refrigerated |  |  |  |  | 150 | [5 empty] | per Controller |  |  |  | Product must be UL Listed, or listed by equivalent OSHA Nationally Recognized Testing Laboratory (NRTL)
[17 empty] | Refrigerated |  |  |  |  | 300
|  | Glass Front Refrigerated Cooler Control | [19 empty] | 150 | [5 empty] | per Controller
|  | Beverage Vending Machine | [14 empty] | Class A |  |  |  |  | 150 | [5 empty] | per unit |  |  |  | Equipment must be qualified by the current version of ENERGY STAR or CEE
|  | Residential Appliances in Commercial Settings | [14 empty] | Classification |  |  |  |  | Incentive | [5 empty] | Unit |  |  |  | Eligibility Standard
|  | Clothes Washer - Tier 1 | [14 empty] | Electric |  |  |  |  | 100 | [5 empty] | per unit |  |  |  | ENERGY STAR
Gas
|  | Clothes Washer - Tier 2 | [14 empty] | Electric |  |  |  |  | 150 | [5 empty] | per unit |  |  |  | ENERGY STAR Most Efficient
Gas
|  | Clothes Dryer - Tier 1 | [14 empty] | Electric |  |  |  |  | 100 | [5 empty] | per unit |  |  |  | ENERGY STAR
Gas
|  | Clothes Dryer - Tier 2 | [14 empty] | Electric |  |  |  |  | 500 | [5 empty] | per unit |  |  |  | ENERGY STAR Most Efficient
Gas
|  | Clothes Dryer Modulating Valve | [14 empty] | Gas |  |  |  |  | 500 | [5 empty] | per unit
|  | Refrigerators | [14 empty] | Tier 1 Electric |  |  |  |  | 100 | [5 empty] | per unit |  |  |  | ENERGY STAR
[17 empty] | Tier 2 Electric |  |  |  |  | 125
|  | Freezer | [14 empty] | Electric |  |  |  |  | 100 | [5 empty] | per unit
|  | Dehumidifier | [14 empty] | Electric |  |  |  |  | 50 | [5 empty] | per unit
|  | Room Air Conditioner | [14 empty] | Electric |  |  |  |  | 50 | [5 empty] | per unit
|  | Water Cooler | [14 empty] | Electric |  |  |  |  | 30 | [5 empty] | per unit
|  | Miscellaneous Measures | [14 empty] | Classification |  |  |  |  | Incentive | [5 empty] | Unit |  |  |  | Eligibility Standard
|  | Commercial Clothes Washer - Tier 1 | [14 empty] | Electric |  |  |  |  | 200 | [5 empty] | per unit |  |  |  | ENERGY STAR
Gas
|  | Commercial Clothes Washer - Tier 2 | [14 empty] | Electric |  |  |  |  | 350 | [5 empty] | per unit |  |  |  | ENERGY STAR and product specifications must indicate 10% improvement over Tier 1 which means a MEF greater than 2.4 and a IWF less than 3.6.
Gas
|  | Prescriptive/Custom Measures | [14 empty] | Classification |  |  |  |  | Incentive | [5 empty] | Unit |  |  |  | Eligibility Standard
|  | Prescriptive/Custom Chillers - Electric | [14 empty] | Electric Savings |  |  |  |  | 0.33 | [5 empty] | per kWh |  |  |  | Measures/equipment must meet mandated/industry standards & codes where applicable. Analysis and documents supporting the energy savings must be submitted with the application, including measure Data Collection Forms (DCFs) as applicable.
[17 empty] | Gas Savings |  |  |  |  | 3.75 | [5 empty] | per Therm
|  | Prescriptive/Custom Pipe Insulation | [14 empty] | Electric Savings |  |  |  |  | 0.33 | [5 empty] | per kWh
[17 empty] | Gas Savings |  |  |  |  | 3.75 | [5 empty] | per Therm
|  | Prescriptive/Custom Combination Boiler | [14 empty] | Electric Savings |  |  |  |  | 0.33 | [5 empty] | per kWh
[17 empty] | Gas Savings |  |  |  |  | 3.75 | [5 empty] | per Therm
|  | Prescriptive/Custom Defrost Controls | [14 empty] | Electric Savings |  |  |  |  | 0.33 | [5 empty] | per kWh
[17 empty] | Gas Savings |  |  |  |  | 3.75 | [5 empty] | per Therm
|  | Prescriptive/Custom Demand Controlled Kitchen Ventilation | [14 empty] | Electric Savings |  |  |  |  | 0.33 | [5 empty] | per kWh
[17 empty] | Gas Savings |  |  |  |  | 3.75 | [5 empty] | per Therm
|  | Prescriptive/Custom Elevator Modernization | [14 empty] | Electric Savings |  |  |  |  | 0.33 | [5 empty] | per kWh
[17 empty] | Gas Savings |  |  |  |  | 3.75 | [5 empty] | per Therm
|  | Prescriptive/Custom High Speed Rollup Door - Refrigerated Warehouse | [14 empty] | Electric Savings |  |  |  |  | 0.33 | [5 empty] | per kWh
[17 empty] | Gas Savings |  |  |  |  | 3.75 | [5 empty] | per Therm
|  | Prescriptive/Custom Low Flow Aerators | [14 empty] | Electric Savings |  |  |  |  | 0.33 | [5 empty] | per kWh
[17 empty] | Gas Savings |  |  |  |  | 3.75 | [5 empty] | per Therm
|  | Prescriptive/Custom Low Flow Showerheads | [14 empty] | Electric Savings |  |  |  |  | 0.33 | [5 empty] | per kWh
[17 empty] | Gas Savings |  |  |  |  | 3.75 | [5 empty] | per Therm
|  | Prescriptive/Custom Low Pressure Irrigation | [14 empty] | Electric Savings |  |  |  |  | 0.33 | [5 empty] | per kWh
[17 empty] | Gas Savings |  |  |  |  | 3.75 | [5 empty] | per Therm
|  | Prescriptive/Custom Make-Up Air Unit | [14 empty] | Electric Savings |  |  |  |  | 0.33 | [5 empty] | per kWh
[17 empty] | Gas Savings |  |  |  |  | 3.75 | [5 empty] | per Therm
|  | Prescriptive/Custom Microprocessor Based Controls | [14 empty] | Electric Savings |  |  |  |  | 0.33 | [5 empty] | per kWh
[17 empty] | Gas Savings |  |  |  |  | 3.75 | [5 empty] | per Therm
|  | Prescriptive/Custom Switched Reluctance Motors | [14 empty] | Electric Savings |  |  |  |  | 0.33 | [5 empty] | per kWh
[17 empty] | Gas Savings |  |  |  |  | 3.75 | [5 empty] | per Therm
|  | Prescriptive/Custom VSD Air Compressor | [14 empty] | Electric Savings |  |  |  |  | 0.33 | [5 empty] | per kWh
[17 empty] | Gas Savings |  |  |  |  | 3.75 | [5 empty] | per Therm
| PSE&G C&I Energy Efficiency Program | [12 empty] | © 2026 TRC Companies, Inc. TRC Companies, Inc. and its affiliates reserve all rights associated with this body of work. Content cannot be edited or replicated without the express, written consent of TRC Companies, Inc. or its affiliates. | [23 empty] | Prescriptive Incentive Application
1-844-300-PSEG (7734)
| PSEGenergysaver@TRCcompanies.com | [24 empty] | V2.1 Effective Date 4/24/2026 | [11 empty] | This is a TRC tool

## M02-S02
|  | WELCOME |  | INSTRUCTIONS | [18 empty] | Sign OBR: Repayment Agreement |  |  |  | Sign Project Completion Certification |  |  | INCENTIVE RATES & REQUIREMENTS | ( CONTACT US
[7 empty] | Program Type: | Prescriptive |  |  |  |  | Site Name: | [Project Name] |  |  |  |  | Status: | Draft Pre-Application |  |  |  | Estimated Incentive: | 0 |  |  |  | OBR Amt Requested:
0%
Progress
Project Information
Project Location
[11 empty] | Service Address | [10 empty] | Mailing Address |  |  |  |  | Same as Service Address?
[29 empty] | Required |  |  |  |  | TO COPY AS VALUES ONLY!!!!
[5 empty] | Name as it appears on PSE&G Bill | [5 empty] | Service Address | [10 empty] | Mailing Address | [11 empty] | Mailing Address
[10 empty] | Required | [9 empty] | Required | [8 empty] | Required | [7 empty] | Required
[5 empty] | Customer Type | [5 empty] | City | [5 empty] | State |  | ZIP Code |  |  | City |  |  | State |  |  | ZIP Code | [5 empty] | City | State | ZIP Code
NJ
[10 empty] | Required |  |  |  |  | Required |  |  |  |  | Required |  |  | Required |  |  | Required |  |  | Required
Utility Account Information
[5 empty] | Type of PSE&G Service | [5 empty] | Electric Utility Name | [5 empty] | Electric Account Number | [15 empty] | Acc.Num.Dig. | Electric Utility Name
10
[9 empty] | Required | [5 empty] | Required | [5 empty] | Required
[11 empty] | Gas Utility Name | [5 empty] | Gas Account Number | [15 empty] | Acc.Num.Dig. | Gas Utility Name
10
[15 empty] | Required | [5 empty] | Required
Building Information
[5 empty] | Building Type | [8 empty] | Building Ownership |  |  |  | Number of Buildings |  |  |  | Space Conditioning Type
[12 empty] | Required |  |  |  | Required | [11 empty] | Required
[5 empty] | Annual Operating Hours |  |  |  |  | Square Footage |  |  |  | Number of Floors |  |  |  | Year Built |  |  |  | Existing Water Heating Type
[9 empty] | Required |  |  | Required |  |  | Required |  |  |  |  | Required |  |  | Required
Project Description/Schedule
Project Description
|  |  |  | Project Name / ID |  | How did you hear about the Program?
[5 empty] | Required | [9 empty] | Required
|  |  |  | Is this project already installed? |  | Install Date |  |  |  |  | Estimated Start Date
[5 empty] | Required |  |  |  |  | Required |  |  |  |  | Required
[6 empty] | Total Invoice Amount |  |  |  |  | Estimated Completion Date
[10 empty] | Required |  |  |  |  | Required | [13 empty] | Required
| PSE&G C&I Energy Efficiency Program |  |  |  |  | © 2026 TRC Companies, Inc. TRC Companies, Inc. and its affiliates reserve all rights associated with this body of work. Content cannot be edited or replicated without the express, written consent of TRC Companies, Inc. or its affiliates. | [24 empty] | Prescriptive Incentive Application
1-844-300-PSEG (7734)
| PSEGenergysaver@TRCcompanies.com | [13 empty] | V2.1 Effective Date 4/24/2026 | [15 empty] | This is a TRC tool
Participation Agreement
Project Information
Customer Information
Equipment Input
Payment
Project Review
Trade Ally / Contractor Information
On-Bill Repayment
Union Information

## M02-S03
|  | WELCOME |  | INSTRUCTIONS | [18 empty] | Sign OBR: Repayment Agreement |  |  |  | Sign Project Completion Certification |  | INCENTIVE RATES & REQUIREMENTS | ( CONTACT US
[7 empty] | Program Type: | Prescriptive |  |  | Site Name: | [Project Name] |  |  |  |  | Status: | Draft Pre-Application | [5 empty] | Estimated Incentive: | 0 |  |  | OBR Amt Requested:
0%
Progress
Customer Information
Customer Company Contact
"Company" is the headquarters or primary office that is the owner of the site where the project is being implemented.
Legal Company Name
[5 empty] | Company Name: | [12 empty] | Company Address: |  |  | Copy from:
[14 empty] | Required | [11 empty] | Required
ONLY FORMULAS ONLY! DO NOT COPY FORMATTING
[9 empty] | Contact First Name |  |  | Last Name | [5 empty] | Address | [13 empty] | Address
Company Contact:
[10 empty] | Required | [5 empty] | Required | [9 empty] | Required | [8 empty] | Required
[5 empty] | Title |  |  |  | Primary Phone |  |  | Email | [5 empty] | City |  |  |  | State |  |  | ZIP Code | [6 empty] | City | State | ZIP Code
[7 empty] | Required |  |  | Required | [5 empty] | Required |  |  |  | Required |  |  | Required |  |  | Required
Technical/Site Contact
During the application review, we may contact you to collect additional information, to schedule a site inspection, or to answer a brief survey regarding program participation.
Technical/Site Contact is the same as the Company Contact (above)?
Required
[9 empty] | Contact First Name |  |  | Last Name | [20 empty] | Contact First Name | Last Name
[5 empty] | Technical/Site Contact: | [26 empty] | Technical/Site Contact:
[10 empty] | Required | [5 empty] | Required
[5 empty] | Title |  |  |  | Primary Phone |  |  | Email | [19 empty] | Title | Primary Phone | Email
[7 empty] | Required |  |  | Required | [5 empty] | Required
[5 empty] | Signature (Account Owner or Authorized Representative) | [5 empty] | Signatory Title | [7 empty] | Date Signed
| PSE&G C&I Energy Efficiency Program |  |  |  |  | © 2026 TRC Companies, Inc. TRC Companies, Inc. and its affiliates reserve all rights associated with this body of work. Content cannot be edited or replicated without the express, written consent of TRC Companies, Inc. or its affiliates. | [23 empty] | Prescriptive Incentive Application
1-844-300-PSEG (7734)
| PSEGenergysaver@TRCcompanies.com | [12 empty] | V2.1 Effective Date 4/24/2026 | [15 empty] | This is a TRC tool
Participation Agreement
Project Information
Customer Information
Equipment Input
Payment
Project Review
Trade Ally / Contractor Information
On-Bill Repayment
Union Information

## M02-S04
|  | WELCOME |  | INSTRUCTIONS | [10 empty] | Sign OBR: Repayment Agreement |  |  |  | Sign Project Completion Certification |  | INCENTIVE RATES & REQUIREMENTS | ( CONTACT US
[6 empty] | Program Type: | Prescriptive |  | Site Name: | [Project Name] |  | Status: | Draft Pre-Application |  |  | Estimated Incentive: | 0 |  |  | OBR Amt Requested:
0%
Progress
Trade Ally / Contractor Information
Please fill out the Trade Ally / contractor information below.
[11 empty] | TA / Contractor Company |  |  | Mailing Address
Is there a Trade Ally (TA) or contractor involved with this project?
Required
[14 empty] | City | State |  |  | Zip Code
Who will install/installed the equipment for this project?
Required
Trade Ally/Contractor Main Contact:
[11 empty] | Contact First Name |  |  | Last Name
[11 empty] | Title |  |  | Primary Phone | Email
Secondary Contact (Optional):
[11 empty] | Contact First Name |  |  | Last Name
[11 empty] | Title |  |  | Primary Phone | Email
| PSE&G C&I Energy Efficiency Program |  |  |  | © 2026 TRC Companies, Inc. TRC Companies, Inc. and its affiliates reserve all rights associated with this body of work. Content cannot be edited or replicated without the express, written consent of TRC Companies, Inc. or its affiliates. | [16 empty] | Prescriptive Incentive Application
1-844-300-PSEG (7734)
| PSEGenergysaver@TRCcompanies.com | [9 empty] | V2.1 Effective Date 4/24/2026 | [10 empty] | This is a TRC tool
Participation Agreement
Project Information
Customer Information
Equipment Input
Payment
Project Review
Trade Ally / Contractor Information
On-Bill Repayment
Union Information

## M03-S01
|  | WELCOME |  | INSTRUCTIONS | [11 empty] | Sign OBR: Repayment Agreement |  |  | Sign Project Completion Certification |  |  | INCENTIVE RATES & REQUIREMENTS | ( CONTACT US
[7 empty] | Program Type: | Prescriptive |  |  | Site Name: | [Project Name] |  | Status: | Draft Pre-Application |  | Estimated Incentive: | 0 |  | OBR Amt Requested:
0%
Progress
Equipment Type
Select the appropriate equipment category below to apply for incentives.
|  |  | Lighting & Lighting Controls |  | HVAC |  |  |  |  | HVAC Controls |  |  |  | Heating |  | Water Heating & Boilers |  |  |  |  | Refrigeration
|  |  | Food Service |  | Agriculture |  |  |  |  | Plug Load |  |  |  | Residential Appliances |  | Miscellaneous
| PSE&G C&I Energy Efficiency Program |  |  |  |  | © 2026 TRC Companies, Inc. TRC Companies, Inc. and its affiliates reserve all rights associated with this body of work. Content cannot be edited or replicated without the express, written consent of TRC Companies, Inc. or its affiliates. | [16 empty] | Prescriptive Incentive Application
1-844-300-PSEG (7734)
| PSEGenergysaver@TRCcompanies.com | [11 empty] | V2.1 Effective Date 4/24/2026 | [9 empty] | This is a TRC tool
Participation Agreement
Project Information
Customer Information
Equipment Input
Payment
Project Review
Trade Ally / Contractor Information
On-Bill Repayment
Union Information

## DATA TABLES_Lighting (hidden)
General Lighting - Look Ups and Values |  |  |  | HVACc - AC with Fuel Heat | HVACc - AC with Fuel Heat | HVACc - AC with electric heat | HVACc | Fuel Heat Only | HVACc - Electric heat only | Fuel Heat Only | HVACff | remove! |  |  | Drop Downs |  | Sort Ineff Dropdown 1 column A->Z |  |  | Sort Match column A->Z |  |  |  | Source: | 2024 TRM draft Cat2 Revision with redlined
TRM Lighting Building | TRM Lighting Coincidence Factor | TRM Lighting HOU | HVACd AC (Utility) | Electric Cooling & Gas Heat | Electric Cooling & Fossil Fuel Heat | Electric Cooling & Resistance Heat | Heat Pump | Natural Gas Heat Only | No Electric Cooling (Electric Resistance Heat Only) | No Electric Cooling (Oil/Propane/Steam/No Heat) | Natural Gas Heat | Oil Heat | Sign Lighting CF | PDF | Eff Category 1 | Order | Ineff Dropdown 1 | Options | Order | Ineff DropDown 2 | Match | Full Name | Options | Nominal Wattage | System Wattage | Logic Order | Number of Lamps
Assembly | 0.66 | 4573 | 0 | 0.16 | 0.16 | -0.243 | -0.052 |  | -0.4 |  | 0 |  | 0.23 | 0.006324 | -----Interior----- | 1 | AGR | AGR | 1 | AGR | AGR_AGR | AGR_AGR_(PPE) of qualifying equipment | (PPE) of qualifying equipment |  |  | 1 | N/A
Auto Repair | 0.66 | 4573 | 0 | 0.076 | 0.076 | -0.795 | -0.308 |  | -0.891 |  | 0 |  | 0.33 | 0.005423 | DLC Fixtures & Retrofit Kits | 2 | ExitS | Exit Sign | 2 |  | CFL_ | CFL__---Compact Fluorescent--- | ---Compact Fluorescent--- |  |  | 2 | N/A
Big Box Retail | 0.66 | 4573 | 0 | 0.17 | 0.17 | -0.065 | 0.055 |  | -0.226 |  | 0 |  | 0.56 | 0.008696 | DLC Linear Repl. Lamps | 3 | Hal_HID_T8T12_T5 | LV Halogen | 3 |  | CFL_ | CFL__5W CFL Hard Wire Fixture | 5W CFL Hard Wire Fixture | 5 | 7 | 3 | N/A
College/University - Cafeteria | 0.79 | 2713 | 0.2 | 0.02 | 0.02 | 0.02 | 0.02 | 0 | 0.02 | 0 | -0.003 |  | 0.39 | 0.006262 | DLC HID Repl. Lamps | 4 | Hal_HID_T8T12_T5 | Halogen/Quartz | 4 |  | CFL_ | CFL_ _7W CFL Hard Wire Fixture | 7W CFL Hard Wire Fixture | 7 | 9 | 4 | N/A
College/University – Classes | 0.54 | 2586 | 0.2 | 0.019 | 0.019 | 0.019 | 0.019 | 0 | 0.019 | 0 | -0.003 |  | 0.39 | 0.006262 | DLC Agriculture Fixtures | 5 | Hal_HID_T8T12_T5 | Mercury Vapor | 5 |  | CFL_ | CFL__9W CFL Hard Wire Fixture | 9W CFL Hard Wire Fixture | 9 | 11 | 5 | N/A
College/University - Dormitory | 0.92 | 3066 | 0.2 | 0.025 | 0.025 | 0.025 | 0.025 | 0 | 0.025 | 0 | -0.001 |  | 0.39 | 0.006276 | ENERGY STAR Int. Fixtures | 6 | Hal_HID_T8T12_T5 | LPS | 6 |  | CFL_ | CFL__11W CFL Hard Wire Fixture | 11W CFL Hard Wire Fixture | 11 | 13 | 6 | N/A
Elementary School | 0.5 | 2575 | 0 | 0.11 | 0.11 | -0.481 | -0.15 |  | -0.646 |  | 0 |  | 0.39 | 0.005754 | Refrigerated Case LEDs | 7 | Hal_HID_T8T12_T5 | HPS | 7 |  | CFL_ | CFL__13W CFL Hard Wire Fixture | 13W CFL Hard Wire Fixture | 13 | 15 | 7 | N/A
Exterior | 0 | 3604 | 0 | 0 | 0 | 0 | 0 | 0 | 0 | 0 | 0 |  | 0.11 | 0 | LED Exit Signs | 8 | Hal_HID_T8T12_T5 | Metal Halide | 8 |  | CFL_ | CFL__18W CFL Hard Wire Fixture Electronic Ballast | 18W CFL Hard Wire Fixture Electronic Ballast | 18 | 20 | 8 | N/A
Grocery | 0.99 | 7580 | 0 | 0.17 | 0.17 | -0.065 | 0.055 | 0 | -0.226 | 0 | 0 |  | 0.99 | 0.00274 | Sensors Only | 9 | Hal_HID_T8T12_T5 | PS Metal Halide | 9 |  | CFL_ | CFL__18W CFL Hard Wire Fixture | 18W CFL Hard Wire Fixture | 18 | 20 | 9 | N/A
High School | 0.5 | 2575 | 0.2 | 0.022 | 0.022 | 0.022 | 0.022 |  | 0.022 |  | -0.003 |  | 0.39 | 0.01233 | Prescriptive/Custom | 10 | Hal_HID_T8T12_T5 | Metal Halide Track Lighting | 10 |  | CFL_ | CFL__22W CFL Hard Wire Fixture | 22W CFL Hard Wire Fixture | 22 | 24 | 10 | N/A
Hotel | 0.66 | 4573 | 0.2 | 0.019 | 0.019 | 0.019 | 0.019 |  | 0.019 |  | -0.002 |  | 0.38 | 0.00277 | -----Exterior----- | 11 | Hal_HID_T8T12_T5 | T12 | 11 |  | CFL_ | CFL__1/23W CFL Hard Wire Fixture Electronic Ballast | 1/23W CFL Hard Wire Fixture Electronic Ballast | 23 | 25 | 11 | 1
Light Industrial | 0.65 | 2422 | 0 | 0.1 | 0.1 | -0.313 | -0.083 |  | -0.415 |  | 0 |  | 0.96 | 0.008852 | DLC Ext. Fixtures | 12 | Hal_HID_T8T12_T5 | T8 | 12 |  | CFL_ | CFL__26W CFL Hard Wire Fixture Electronic Ballast | 26W CFL Hard Wire Fixture Electronic Ballast | 26 | 28 | 12 | N/A
Medical - Clinic | 1 | 3909 | 0.2 | 0.019 | 0.019 | 0.019 | 0.019 | 0 | -0.26 | 0 | -0.002 |  | 0.33 | 0.002741 | ENERGY STAR Ext. Fixtures | 13 | Hal_HID_T8T12_T5 | T5 | 13 |  | CFL_ | CFL__26W CFL Hard Wire Fixture | 26W CFL Hard Wire Fixture | 26 | 28 | 13 | N/A
Medical – Hospital | 1 | 8760 | 0.2 | 0.019 | 0.019 | 0.019 | 0.019 | 0 | 0.019 | 0 | -0.002 |  | 0.33 | 0.002741 | Sensors Only | 14 | Hal_HID_T8T12_T5_INC_CFL | LV Halogen | 14 |  | CFL_ | CFL__28W CFL Hard Wire Fixture | 28W CFL Hard Wire Fixture | 28 | 30 | 14 | N/A
Motel | 0.66 | 4573 | 0 | 0.114 | 0.114 | -0.34 | -0.155 |  | -0.482 |  | 0 |  | 0.38 | 0.010756 | Prescriptive/Custom Ext. Fixtures | 15 | Hal_HID_T8T12_T5_INC_CFL | Halogen/Quartz | 15 |  | CFL_ | CFL__32W CFL Hard Wire Fixture Electronic Ballast | 32W CFL Hard Wire Fixture Electronic Ballast | 32 | 34 | 15 | N/A
Multifamily High Rise | 0.66 | 4573 | 0.194 | 0.101 | 0.101 | 0.101 | 0.101 |  | 0.101 |  | -0.002 |  | 0.73 | 0 |  |  | Hal_HID_T8T12_T5_INC_CFL | Mercury Vapor | 16 |  | CFL_ | CFL__32W CIRCLINE Hard Wire Fixture | 32W CIRCLINE Hard Wire Fixture | 32 | 34 | 16 | N/A
Museum | 0.89 | 3748 | 0 | 0.13 | 0.13 | -0.258 | -0.044 | 0 | -0.375 | 0 | 0 |  | 0.33 | 0.0081406 |  |  | Hal_HID_T8T12_T5_INC_CFL | LPS | 17 |  | CFL_ | CFL__1/42W CFL Hard Wire Fixture Electronic Ballast | 1/42W CFL Hard Wire Fixture Electronic Ballast | 42 | 48 | 17 | 1
Nursing Home | 0.92 | 5840 | 0.2 | 0.019 | 0.019 | 0.019 | 0.019 | 0 | 0.019 | 0 | -0.002 |  | 0.33 | 0.002741 |  |  | Hal_HID_T8T12_T5_INC_CFL | HPS | 18 |  | CFL_ | CFL__44W CIRCLINE Hard Wire Fixture | 44W CIRCLINE Hard Wire Fixture | 44 | 46 | 18 | N/A
Office - Large | 0.7 | 2969 | 0.2 | 0.019 | 0.019 | 0.019 | 0.019 | 0 | 0.019 | 0 | -0.002 |  | 0.26 | 0.004351 |  |  | Hal_HID_T8T12_T5_INC_CFL | Metal Halide | 19 |  | CFL_ | CFL__1/57W CFL Hard Wire Fixture Electronic Ballast | 1/57W CFL Hard Wire Fixture Electronic Ballast | 57 | 65 | 19 | 1
Office - Small | 0.67 | 2950 | 0 | 0.12 | 0.12 | -0.157 | -0.003 | 0 | -0.239 | 0 | 0 |  | 0.26 | 0.00942 |  |  | Hal_HID_T8T12_T5_INC_CFL | PS Metal Halide | 20 |  | CFL_ | CFL__2/5W CFL Hard Wire Fixture | 2/5W CFL Hard Wire Fixture | 10 | 14 | 20 | 2
Other | 0.66 | 4573 | 0 | 0.114 | 0.114 | -0.34 | -0.155 | 0 | -0.482 | 0 | 0 |  | 0.33 | 0.0081406 |  |  | Hal_HID_T8T12_T5_INC_CFL | Metal Halide Track Lighting | 21 |  | CFL_ | CFL__2/7W CFL Hard Wire Fixture | 2/7W CFL Hard Wire Fixture | 14 | 18 | 21 | 2
Parking Garage | 0.98 | 8678 | 0 | 0 | 0 | 0 | 0 | 0 | 0 | 0 | 0 |  | 0.98 | 0 |  |  | Hal_HID_T8T12_T5_INC_CFL | T12 | 22 |  | CFL_ | CFL__2/9W CFL Hard Wire Fixture | 2/9W CFL Hard Wire Fixture | 18 | 22 | 22 | 2
Refrigerated Case | 0.92 | 6205 | 0 | 0 | 0 | 0 | 0 | 0 | 0 | 0 | 0 |  | 0 | 0 |  |  | Hal_HID_T8T12_T5_INC_CFL | T8 | 23 |  | CFL_ | CFL__2/11W CFL Hard Wire Fixture | 2/11W CFL Hard Wire Fixture | 22 | 26 | 23 | 2
Religious Building | 0.89 | 1955 | 0 | 0.092 | 0.092 | -0.199 | -0.06 | 0 | -0.291 | 0 | 0 |  | 0.23 | 0.012551 |  |  | Hal_HID_T8T12_T5_INC_CFL | T5 | 24 |  | CFL_ | CFL__2/13W CFL Hard Wire Fixture Electronic Ballast | 2/13W CFL Hard Wire Fixture Electronic Ballast | 26 | 28 | 24 | 2
Restaurant - Dine-In | 0.79 | 4182 | 0 | 0.11 | 0.11 | -0.486 | -0.486 | 0 | -0.637 | 0 | 0 |  | 0.55 | 0.006538 |  |  | Hal_HID_T8T12_T5_INC_CFL | Incand. Lamps | 25 |  | CFL_ | CFL__2/13W CFL Hard Wire Fixture | 2/13W CFL Hard Wire Fixture | 26 | 30 | 25 | 2
Restaurant - Fast food | 0.79 | 6456 | 0 | 0.11 | 0.11 | -0.471 | -0.471 | 0 | -0.827 | 0 | 0 |  | 0.55 | 0.006012 |  |  | Hal_HID_T8T12_T5_INC_CFL | CFL | 26 |  | CFL_ | CFL__2/18W CFL Hard Wire Fixture Electronic Ballast | 2/18W CFL Hard Wire Fixture Electronic Ballast | 36 | 40 | 26 | 2
Retail - Large | 0.92 | 5593 | 0.2 | 0.023 | 0.023 | 0.023 | 0.023 | 0 | 0.023 | 0 | -0.002 |  | 0.56 | 0.005287 |  |  | Hal_HID_T8T12_T5_INC_CFL_LED | LED | 27 |  | CFL_ | CFL__2/26W CFL Hard Wire Fixture Electronic Ballast | 2/26W CFL Hard Wire Fixture Electronic Ballast | 52 | 54 | 27 | 2
Retail - Small | 0.86 | 4926 | 0 | 0.13 | 0.13 | -0.258 | -0.044 | 0 | -0.375 | 0 | 0 |  | 0.56 | 0.007381 |  |  | Hal_HID_T8T12_T5_INC_CFL_LED | LV Halogen | 28 |  | CFL_ | CFL__2/32W CFL Hard Wire Fixture Electronic Ballast | 2/32W CFL Hard Wire Fixture Electronic Ballast | 64 | 68 | 28 | 2
University | 0.54 | 2586 | 0.2 | 0.02 | 0.02 | 0.02 | 0.02 |  | 0.02 |  | -0.003 |  | 0.39 | 0.006262 |  |  | Hal_HID_T8T12_T5_INC_CFL_LED | Halogen/Quartz | 29 |  | CFL_ | CFL__2/42W CFL Hard Wire Fixture Electronic Ballast | 2/42W CFL Hard Wire Fixture Electronic Ballast | 84 | 100 | 29 | 2
Warehouse/Industrial - Large | 0.79 | 4116 | 0.2 | 0.019 | 0.019 | 0.019 | 0.019 | 0 | 0.019 | 0 | -0.002 |  | 0.5 | 0.015381 |  |  | Hal_HID_T8T12_T5_INC_CFL_LED | Mercury Vapor | 30 |  | CFL_ | CFL__3/9W CFL Hard Wire Fixture | 3/9W CFL Hard Wire Fixture | 27 | 33 | 30 | 3
Warehouse/Industrial - Small | 0.65 | 2422 | 0 | 0.078 | 0.078 | -0.273 | -0.109 | 0 | -0.352 | 0 | 0 |  | 0.5 | 0.015381 |  |  | Hal_HID_T8T12_T5_INC_CFL_LED | LPS | 31 |  | CFL_ | CFL__3/13W CFL Hard Wire Fixture | 3/13W CFL Hard Wire Fixture | 39 | 45 | 31 | 3
[17 empty] | Hal_HID_T8T12_T5_INC_CFL_LED | HPS | 32 |  | CFL_ | CFL__3/18W CFL Hard Wire Fixture Electronic Ballast | 3/18W CFL Hard Wire Fixture Electronic Ballast | 54 | 60 | 32 | 3
add / update | [16 empty] | Hal_HID_T8T12_T5_INC_CFL_LED | Metal Halide | 33 |  | CFL_ | CFL__3/26W CFL Hard Wire Fixture Electronic Ballast | 3/26W CFL Hard Wire Fixture Electronic Ballast | 78 | 82 | 33 | 3
Sensor Installation Type | Baseline Lighting Correction Factor | [15 empty] | Hal_HID_T8T12_T5_INC_CFL_LED | PS Metal Halide | 34 |  | CFL_ | CFL__3/32W CFL Hard Wire Fixture Electronic Ballast | 3/32W CFL Hard Wire Fixture Electronic Ballast | 96 | 114 | 34 | 3
Baseline Lighting Control Factor - Existing Daylight Controls | 0.28 | [15 empty] | Hal_HID_T8T12_T5_INC_CFL_LED | Metal Halide Track Lighting | 35 |  | CFL_ | CFL__3/42W CFL Hard Wire Fixture Electronic Ballast | 3/42W CFL Hard Wire Fixture Electronic Ballast | 126 | 141 | 35 | 3
Baseline Lighting Control Factor - Existing Occ Sensor | 0.24 | [15 empty] | Hal_HID_T8T12_T5_INC_CFL_LED | T12 | 36 |  | CFL_ | CFL__4/18W CFL Hard Wire Fixture Electronic Ballast | 4/18W CFL Hard Wire Fixture Electronic Ballast | 72 | 80 | 36 | 4
Baseline Lighting Control Factor - No Existing Controls | 0 | [7 empty] | Sensor Dropdown for Selection | Indicator |  | Sensor Dropdown for Selection Int Sensors Only |  |  |  |  | Hal_HID_T8T12_T5_INC_CFL_LED | T8 | 37 |  | CFL_ | CFL__4/26W CFL Hard Wire Fixture Electronic Ballast | 4/26W CFL Hard Wire Fixture Electronic Ballast | 104 | 108 | 37 | 4
[9 empty] | Daylight & Occ Sensor - 20W-149W | <150 |  | Daylight & Occ Sensor - 20W-149W |  |  |  |  | Hal_HID_T8T12_T5_INC_CFL_LED | T5 | 38 |  | CFL_ | CFL__4/32W CFL Hard Wire Fixture Electronic Ballast | 4/32W CFL Hard Wire Fixture Electronic Ballast | 128 | 152 | 38 | 4
Sensor DropDown | Sensor Saving % |  |  | Refrigerated Case Lighting Name | Compeff | Compfactor |  |  | Daylight Cont. Dimming 20W-149W | <150 |  | Daylight & Occ Sensor - ≥150W |  |  |  |  | Hal_HID_T8T12_T5_INC_CFL_LED | Incand. Lamps | 39 |  | CFL_ | CFL__4/42W CFL Hard Wire Fixture Electronic Ballast | 4/42W CFL Hard Wire Fixture Electronic Ballast | 168 | 188 | 39 | 4
Daylight & Occ Sensor - 20W-149W | 38% |  |  | Horizontal Refrigerated Case 4’ - Cooler | 1 | 0.284 |  |  | LLLC - w/ Local/Cloud Server - 20W-149W - No Existing Controls | <150 |  | Daylight Cont. Dimming 20W-149W |  |  |  |  | Hal_HID_T8T12_T5_INC_CFL_LED | CFL | 40 |  | CFL_ | CFL__6/26W CFL Hard Wire Fixture Electronic Ballast | 6/26W CFL Hard Wire Fixture Electronic Ballast | 156 | 162 | 40 | 6
Daylight & Occ Sensor - ≥150W | 38% |  |  | Horizontal Refrigerated Case 4’ - Freezer | 1.92 | 0.54528 |  |  | LLLC - No Server - 20W-149W - No Existing Controls | <150 |  | Daylight Cont. Dimming ≥150W |  |  |  |  | HID | Mercury Vapor | 41 |  | CFL_ | CFL__6/32W CFL Hard Wire Fixture Electronic Ballast | 6/32W CFL Hard Wire Fixture Electronic Ballast | 192 | 228 | 41 | 6
Daylight Cont. Dimming 20W-149W | 28% |  |  | Horizontal Refrigerated Case 5’ - Cooler | 1 | 0.284 |  |  | LLLC - w/ Local/Cloud Server - 20W-149W - Existing Occ Sensor | <150 |  | Interior Occ Dimming Control - Integrated |  |  |  |  | HID | LPS | 42 |  | CFL_ | CFL__6/42W CFL Hard Wire Fixture Electronic Ballast | 6/42W CFL Hard Wire Fixture Electronic Ballast | 252 | 282 | 42 | 6
Daylight Cont. Dimming ≥150W | 28% |  |  | Horizontal Refrigerated Case 5’ - Freezer | 1.92 | 0.54528 |  |  | LLLC - No Server - 20W-149W - Existing Occ Sensor | <150 |  | Interior Occ Sensor For Highbay – Remote Mounted |  |  |  |  | HID | HPS | 43 |  | CFL_ | CFL__8/26W CFL Hard Wire Fixture Electronic Ballast | 8/26W CFL Hard Wire Fixture Electronic Ballast | 208 | 216 | 43 | 8
Exterior Lighting Fixture W/Integrated Controls - 20W To 149W Controlled | 28% |  |  | Horizontal Refrigerated Case 6’ - Cooler | 1 | 0.284 |  |  | Interior Occ/Vac Sensor – Remote Mounted | <150 |  | Interior Occ/Vac Sensor – Integrated |  |  |  |  | HID | Metal Halide | 44 |  | CFL_ | CFL__8/32W CFL Hard Wire Fixture Electronic Ballast | 8/32W CFL Hard Wire Fixture Electronic Ballast | 256 | 304 | 44 | 8
Exterior Lighting Fixture W/Integrated Controls - ≥150W Controlled | 28% |  |  | Horizontal Refrigerated Case 6’ - Freezer | 1.92 | 0.54528 |  |  | Interior Occ/Vac Sensor – Wall Mounted | <150 |  | Interior Occ/Vac Sensor – Remote Mounted |  |  |  |  | HID | PS Metal Halide | 45 |  | CFL_ | CFL__8/42W CFL Hard Wire Fixture Electronic Ballast | 8/42W CFL Hard Wire Fixture Electronic Ballast | 336 | 376 | 45 | 8
Interior Occ/Vac Sensor – Remote Mounted | 24% |  |  | Refrigerated Case Lighting 4’ - Cooler | 1 | 0.284 |  |  | Interior Occ/Vac Sensor – Integrated | <150 |  | Interior Occ/Vac Sensor – Wall Mounted |  |  |  |  | HID | Metal Halide Track Lighting | 46 | Exit Sign | Exit Sign_Exit Sign | Exit Sign_Exit Sign_---Exit Sign---- | ---Exit Sign---- |  |  | 46 | N/A
Interior Occ/Vac Sensor – Wall Mounted | 24% |  |  | Refrigerated Case Lighting 4’ - Freezer | 1.92 | 0.54528 |  |  | Interior Occ Dimming Control - Integrated | <150 |  | LLLC - No Server - 20W-149W - No Existing Controls |  |  |  |  | INC_CFL | Incand. Lamps | 47 | Exit Sign | Exit Sign_Exit Sign | Exit Sign_Exit Sign_0.5 WATT LED | 0.5 WATT LED | 0.5 | 0.5 | 47 | N/A
Interior Occ/Vac Sensor – Integrated | 24% |  |  | Refrigerated Case Lighting 5’ - Cooler | 1 | 0.284 |  |  | Interior Occ Sensor For Highbay – Remote Mounted | <150 |  | LLLC - No Server - ≥150W - No Existing Controls |  |  |  |  | INC_CFL | CFL | 48 | Exit Sign | Exit Sign_Exit Sign | Exit Sign_Exit Sign_1.5 WATT LED | 1.5 WATT LED | 1.5 | 1.5 | 48 | N/A
Interior Occ Dimming Control - Integrated | 24% |  |  | Refrigerated Case Lighting 5’ - Freezer | 1.92 | 0.54528 |  |  | NLC System - No Existing Controls | <150 |  | LLLC - No Server - 20W-149W - Existing Occ Sensor |  |  |  |  | LED | LED | 49 | Exit Sign | Exit Sign_Exit Sign | Exit Sign_Exit Sign_2.0 WATT LED | 2.0 WATT LED | 2 | 2 | 49 | N/A
Interior Occ Sensor For Highbay – Remote Mounted | 24% |  |  | Refrigerated Case Lighting 6’ - Cooler | 1 | 0.284 |  |  | NLC System - Existing Occ Sensor | <150 |  | LLLC - No Server - ≥150W - Existing Daylight Controls |  |  |  |  | P/C_RLC | Refrigerated Case Lighting | 50 | Exit Sign | Exit Sign_Exit Sign | Exit Sign_Exit Sign_3.0 WATT LED | 3.0 WATT LED | 5 | 0 | 50 | N/A
NLC System - Existing Occ Sensor | 25% |  |  | Refrigerated Case Lighting 6’ - Freezer | 1.92 | 0.54528 |  |  | NLC System - Existing Daylight Controls | <150 |  | LLLC - w/ Local/Cloud Server - 20W-149W - No Existing Controls |  |  |  |  | RCL | Refrigerated Case Lighting | 51 | Exit Sign | Exit Sign_Exit Sign | Exit Sign_Exit Sign_5.0 WATT LED | 5.0 WATT LED | 5 | 5 | 51 | N/A
NLC System - Existing Daylight Controls | 21% |  |  | Refrigerated Case Lighting - Cooler | 1 | 0.284 |  |  | Daylight & Occ Sensor - ≥150W | >150 |  | LLLC - w/ Local/Cloud Server - ≥150W - No Existing Controls |  |  |  |  | T8T12_T5 | T12 | 52 | Exit Sign | Exit Sign_Exit Sign | Exit Sign_Exit Sign_8.0 WATT LED | 8.0 WATT LED | 8 | 8 | 52 | N/A
LLLC - w/ Local/Cloud Server - 20W-149W - Existing Occ Sensor | 25% |  |  | Refrigerated Case Lighting - Freezer | 1.92 | 0.54528 |  |  | Daylight Cont. Dimming ≥150W | >150 |  | LLLC - w/ Local/Cloud Server - 20W-149W - Existing Occ Sensor |  |  |  |  | T8T12_T5 | T8 | 53 |  | Halogen/Quartz_ | Halogen/Quartz__---Halogen/Quartz Lamps--- | ---Halogen/Quartz Lamps--- |  |  | 53 | N/A
LLLC - w/ Local/Cloud Server - ≥150W - Existing Daylight Controls | 21% |  |  | Horizontal Refrigerated Case Lighting - Cooler | 1 | 0.284 |  |  | Interior Occ/Vac Sensor – Remote Mounted | >150 |  | LLLC - w/ Local/Cloud Server - ≥150W - Existing Daylight Controls |  |  |  |  | T8T12_T5 | T5 | 54 |  | Halogen/Quartz_ | Halogen/Quartz__35W Halogen Lamp | 35W Halogen Lamp | 35 | 35 | 54 | N/A
LLLC - No Server - 20W-149W - Existing Occ Sensor | 25% |  |  | Horizontal Refrigerated Case Lighting - Freezer | 1.92 | 0.54528 |  |  | Interior Occ/Vac Sensor – Wall Mounted | >150 |  | NLC System - Existing Daylight Controls |  |  |  |  | T8T12_T5_INC_CFL | T12 | 55 |  | Halogen/Quartz_ | Halogen/Quartz__40W Halogen Lamp | 40W Halogen Lamp | 40 | 40 | 55 | N/A
LLLC - No Server - ≥150W - Existing Daylight Controls | 21% | [7 empty] | Interior Occ/Vac Sensor – Integrated | >150 |  | NLC System - Existing Occ Sensor |  |  |  |  | T8T12_T5_INC_CFL | T8 | 56 |  | Halogen/Quartz_ | Halogen/Quartz__42W Halogen Lamp | 42W Halogen Lamp | 42 | 42 | 56 | N/A
NLC System - No Existing Controls | 49% | [7 empty] | Interior Occ Dimming Control - Integrated | >150 |  | NLC System - No Existing Controls |  |  |  |  | T8T12_T5_INC_CFL | T5 | 57 |  | Halogen/Quartz_ | Halogen/Quartz__45W Halogen Lamp | 45W Halogen Lamp | 45 | 45 | 57 | N/A
LLLC - w/ Local/Cloud Server - 20W-149W - No Existing Controls | 49% | [7 empty] | Interior Occ Sensor For Highbay – Remote Mounted | >150 | [6 empty] | T8T12_T5_INC_CFL | Incand. Lamps | 58 |  | Halogen/Quartz_ | Halogen/Quartz__47W Halogen Lamp | 47W Halogen Lamp | 47 | 47 | 58 | N/A
LLLC - w/ Local/Cloud Server - ≥150W - No Existing Controls | 49% | [7 empty] | NLC System - No Existing Controls | >150 | [6 empty] | T8T12_T5_INC_CFL | CFL | 59 |  | Halogen/Quartz_ | Halogen/Quartz__50W Halogen Lamp | 50W Halogen Lamp | 50 | 50 | 59 | N/A
LLLC - No Server - 20W-149W - No Existing Controls | 49% | [7 empty] | LLLC - w/ Local/Cloud Server - ≥150W - No Existing Controls | >150 | [6 empty] | U-Bend | T12 U-Bend | 60 |  | Halogen/Quartz_ | Halogen/Quartz__52W Halogen Lamp | 52W Halogen Lamp | 52 | 52 | 60 | N/A
LLLC - No Server - ≥150W - No Existing Controls | 49% | [7 empty] | LLLC - No Server - ≥150W - No Existing Controls | >150 | [6 empty] | U-Bend | T8 U-Bend | 61 |  | Halogen/Quartz_ | Halogen/Quartz__55W Halogen Lamp | 55W Halogen Lamp | 55 | 55 | 61 | N/A
Interior Occ/Vac Sensor – Remote Mounted - Cooler | 29% | [7 empty] | NLC System - Existing Occ Sensor | >150 | [6 empty] | U-Bend | T5 U-Bend | 62 |  | Halogen/Quartz_ | Halogen/Quartz__60W Halogen Lamp | 60W Halogen Lamp | 60 | 60 | 62 | N/A
Interior Occ/Vac Sensor – Wall Mounted - Cooler | 29% | [7 empty] | NLC System - Existing Daylight Controls | >150 | [10 empty] | Halogen/Quartz_ | Halogen/Quartz__72W Halogen Lamp | 72W Halogen Lamp | 72 | 72 | 63 | N/A
Interior Occ/Vac Sensor – Integrated - Cooler | 29% | [7 empty] | LLLC - w/ Local/Cloud Server - ≥150W - Existing Daylight Controls | >150 | [10 empty] | Halogen/Quartz_ | Halogen/Quartz__75W Halogen Lamp | 75W Halogen Lamp | 75 | 75 | 64 | N/A
Interior Occ Dimming Control - Integrated - Cooler | 29% | [7 empty] | LLLC - No Server - ≥150W - Existing Daylight Controls | >150 | [10 empty] | Halogen/Quartz_ | Halogen/Quartz__90W Halogen Lamp | 90W Halogen Lamp | 90 | 90 | 65 | N/A
Interior Occ Sensor For Highbay – Remote Mounted - Cooler | 29% | [7 empty] | Exterior Lighting Fixture W/Integrated Controls - 20W To 149W Controlled | <150 | [10 empty] | Halogen/Quartz_ | Halogen/Quartz__100W Halogen Lamp | 100W Halogen Lamp | 100 | 100 | 66 | N/A
Interior Occ/Vac Sensor – Remote Mounted - Freezer | 50% | [7 empty] | Exterior Lighting Fixture W/Integrated Controls - ≥150W Controlled | >150 | [10 empty] | Halogen/Quartz_ | Halogen/Quartz__150W Halogen Lamp | 150W Halogen Lamp | 150 | 150 | 67 | N/A
Interior Occ/Vac Sensor – Wall Mounted - Freezer | 50% | [7 empty] | Interior Occ/Vac Sensor – Remote Mounted - Cooler | Refrigerated Case | [10 empty] | Halogen/Quartz_ | Halogen/Quartz__200W Halogen Lamp | 200W Halogen Lamp | 200 | 200 | 68 | N/A
Interior Occ/Vac Sensor – Integrated - Freezer | 50% | [7 empty] | Interior Occ/Vac Sensor – Wall Mounted - Cooler | Refrigerated Case | [10 empty] | Halogen/Quartz_ | Halogen/Quartz__250W Halogen Lamp | 250W Halogen Lamp | 250 | 250 | 69 | N/A
Interior Occ Dimming Control - Integrated - Freezer | 50% | [7 empty] | Interior Occ/Vac Sensor – Integrated - Cooler | Refrigerated Case | [10 empty] | Halogen/Quartz_ | Halogen/Quartz__300W Halogen Lamp | 300W Halogen Lamp | 300 | 300 | 70 | N/A
Interior Occ Sensor For Highbay – Remote Mounted - Freezer | 50% | [7 empty] | Interior Occ Dimming Control - Integrated - Cooler | Refrigerated Case | [10 empty] | Halogen/Quartz_ | Halogen/Quartz__350W Halogen Lamp | 350W Halogen Lamp | 350 | 350 | 71 | N/A
[9 empty] | Interior Occ Sensor For Highbay – Remote Mounted - Cooler | Refrigerated Case | [10 empty] | Halogen/Quartz_ | Halogen/Quartz__400W Halogen Lamp | 400W Halogen Lamp | 400 | 400 | 72 | N/A
|  |  |  | Building Type | #N/A |  |  |  | Interior Occ/Vac Sensor – Remote Mounted - Freezer | Refrigerated Case | [10 empty] | Halogen/Quartz_ | Halogen/Quartz__425W Halogen Lamp | 425W Halogen Lamp | 425 | 425 | 73 | N/A
|  |  |  | Size |  |  |  |  | Interior Occ/Vac Sensor – Wall Mounted - Freezer | Refrigerated Case | [10 empty] | Halogen/Quartz_ | Halogen/Quartz__500W Halogen Lamp | 500W Halogen Lamp | 500 | 500 | 74 | N/A
[9 empty] | Interior Occ/Vac Sensor – Integrated - Freezer | Refrigerated Case | [10 empty] | Halogen/Quartz_ | Halogen/Quartz__750W Halogen Lamp | 750W Halogen Lamp | 750 | 750 | 75 | N/A
|  |  |  | TRM Lighting Building | eTrack Building type | eTrack Sector |  |  | Interior Occ Dimming Control - Integrated - Freezer | Refrigerated Case | [10 empty] | Halogen/Quartz_ | Halogen/Quartz__900W Halogen Lamp | 900W Halogen Lamp | 900 | 900 | 76 | N/A
|  |  |  | Assembly | Assembly | Small Commercial |  |  | Interior Occ Sensor For Highbay – Remote Mounted - Freezer | Refrigerated Case | [10 empty] | Halogen/Quartz_ | Halogen/Quartz__1000W Halogen Lamp | 1000W Halogen Lamp | 1000 | 1000 | 77 | N/A
|  |  |  | Auto Repair | Auto Repair | Small Commercial | [14 empty] | Halogen/Quartz_ | Halogen/Quartz__1200W Halogen Lamp | 1200W Halogen Lamp | 1200 | 1200 | 78 | N/A
|  |  |  | Big Box Retail | Big Box Retail | Small Commercial | [14 empty] | Halogen/Quartz_ | Halogen/Quartz__1500W Halogen Lamp | 1500W Halogen Lamp | 1500 | 1500 | 79 | N/A
|  |  |  | College/University - Cafeteria | University | Large Commercial | [14 empty] | Halogen/Quartz_ | Halogen/Quartz__2-75W HALOGEN LAMP | 2-75W HALOGEN LAMP | 1800 | 1800 | 80 | N/A
|  |  |  | College/University – Classes | University | Large Commercial | [14 empty] | HPS_ | HPS__---High Pressure Sodium--- | ---High Pressure Sodium--- |  |  | 81 | N/A
|  |  |  | College/University - Dormitory | College Dormitory | Multifamily High Rise / Dormitory | [14 empty] | HPS_ | HPS__35W HPS | 35W HPS | 35 | 45 | 82 | N/A
|  |  |  | Elementary School | Elementary School | Small Commercial | [14 empty] | HPS_ | HPS__50W HPS | 50W HPS | 50 | 65 | 83 | N/A
|  |  |  | Exterior | Outside/Outdoor Area | Large Commercial | [14 empty] | HPS_ | HPS__70W HPS | 70W HPS | 70 | 90 | 84 | N/A
|  |  |  | Grocery | Grocery | Small Commercial | [14 empty] | HPS_ | HPS__100W HPS | 100W HPS | 100 | 130 | 85 | N/A
|  |  |  | High School | High School | Large Commercial | [14 empty] | HPS_ | HPS__150W HPS | 150W HPS | 150 | 190 | 86 | N/A
|  |  |  | Hotel | Hotel | Small Commercial | [14 empty] | HPS_ | HPS__200W HPS | 200W HPS | 200 | 240 | 87 | N/A
|  |  |  | Light Industrial | Light Industrial | Small Commercial | [14 empty] | HPS_ | HPS__225W HPS | 225W HPS | 225 | 275 | 88 | N/A
|  |  |  | Medical - Clinic | Hospital | Large Commercial | [14 empty] | HPS_ | HPS__250W HPS | 250W HPS | 250 | 295 | 89 | N/A
|  |  |  | Medical – Hospital | Hospital | Large Commercial | [14 empty] | HPS_ | HPS__310W HPS | 310W HPS | 310 | 350 | 90 | N/A
|  |  |  | Motel | Motel | Small Commercial | [14 empty] | HPS_ | HPS__360W HPS | 360W HPS | 360 | 435 | 91 | N/A
|  |  |  | Museum | Other | Small Commercial | [14 empty] | HPS_ | HPS__400W HPS | 400W HPS | 400 | 460 | 92 | N/A
|  |  |  | Nursing Home | Hospital | Small Commercial | [14 empty] | HPS_ | HPS__600W HPS | 600W HPS | 600 | 675 | 93 | N/A
|  |  |  | Office - Large | Large Office | Large Commercial | [14 empty] | HPS_ | HPS__750W HPS | 750W HPS | 750 | 835 | 94 | N/A
|  |  |  | Office - Small | Small Office | Small Commercial | [14 empty] | HPS_ | HPS__1000W HPS | 1000W HPS | 1000 | 1085 | 95 | N/A
|  |  |  | Other | Other | Small Commercial | [13 empty] | HID <125 | HPS_HID <125 | HPS_HID <125_35W HPS | 35W HPS | 35 | 45 | 96 | N/A
|  |  |  | Parking Garage | Parking Garage | Large Commercial | [13 empty] | HID <125 | HPS_HID <125 | HPS_HID <125_50W HPS | 50W HPS | 50 | 65 | 97 | N/A
|  |  |  | Refrigerated Case | [15 empty] | HID <125 | HPS_HID <125 | HPS_HID <125_70W HPS | 70W HPS | 70 | 90 | 98 | N/A
|  |  |  | Religious Building | Religious | Small Commercial | [13 empty] | HID <125 | HPS_HID <125 | HPS_HID <125_100W HPS | 100W HPS | 100 | 130 | 99 | N/A
|  |  |  | Restaurant - Dine-In | Full Service Restaurant | Small Commercial | [13 empty] | HID >250 | HPS_HID >250 | HPS_HID >250_400W HPS | 400W HPS | 400 | 460 | 100 | N/A
|  |  |  | Restaurant - Fast food | Fast Food | Small Commercial | [13 empty] | HID >250 | HPS_HID >250 | HPS_HID >250_600W HPS | 600W HPS | 600 | 675 | 101 | N/A
|  |  |  | Retail - Large | Large Retail | Large Commercial | [13 empty] | HID >250 | HPS_HID >250 | HPS_HID >250_750W HPS | 750W HPS | 750 | 835 | 102 | N/A
|  |  |  | Retail - Small | Small Retail | Small Commercial | [13 empty] | HID >250 | HPS_HID >250 | HPS_HID >250_1000W HPS | 1000W HPS | 1000 | 1085 | 103 | N/A
|  |  |  | University | University | Large Commercial | [13 empty] | HID >250 | HPS_HID >250 | HPS_HID >250_310W HPS | 310W HPS | 310 | 350 | 104 | N/A
|  |  |  | Warehouse/Industrial - Large | Warehouse | Large Commercial | [13 empty] | HID >250 | HPS_HID >250 | HPS_HID >250_360W HPS | 360W HPS | 360 | 435 | 105 | N/A
|  |  |  | Warehouse/Industrial - Small | Warehouse | Small Commercial | [13 empty] | HID 125-250 | HPS_HID 125-250 | HPS_HID 125-250_150W HPS | 150W HPS | 150 | 190 | 106 | N/A
[20 empty] | HID 125-250 | HPS_HID 125-250 | HPS_HID 125-250_200W HPS | 200W HPS | 200 | 240 | 107 | N/A
[20 empty] | HID 125-250 | HPS_HID 125-250 | HPS_HID 125-250_225W HPS | 225W HPS | 225 | 275 | 108 | N/A
[20 empty] | HID 125-250 | HPS_HID 125-250 | HPS_HID 125-250_250W HPS | 250W HPS | 250 | 295 | 109 | N/A
[21 empty] | Incand. Lamps_ | Incand. Lamps__15W INC | 15W INC | 15 | 15 | 110 | N/A
[21 empty] | Incand. Lamps_ | Incand. Lamps__20W INC | 20W INC | 20 | 20 | 111 | N/A
[21 empty] | Incand. Lamps_ | Incand. Lamps__25W INC | 25W INC | 25 | 25 | 112 | N/A
[21 empty] | Incand. Lamps_ | Incand. Lamps__34W INC | 34W INC | 34 | 34 | 113 | N/A
[21 empty] | Incand. Lamps_ | Incand. Lamps__36W INC | 36W INC | 36 | 36 | 114 | N/A
[21 empty] | Incand. Lamps_ | Incand. Lamps__40W INC | 40W INC | 40 | 40 | 115 | N/A
[21 empty] | Incand. Lamps_ | Incand. Lamps__42W INC | 42W INC | 42 | 42 | 116 | N/A
[21 empty] | Incand. Lamps_ | Incand. Lamps__45W INC | 45W INC | 45 | 45 | 117 | N/A
[21 empty] | Incand. Lamps_ | Incand. Lamps__50W INC | 50W INC | 50 | 50 | 118 | N/A
[21 empty] | Incand. Lamps_ | Incand. Lamps__52W INC | 52W INC | 52 | 52 | 119 | N/A
[21 empty] | Incand. Lamps_ | Incand. Lamps__54W INC | 54W INC | 54 | 54 | 120 | N/A
[21 empty] | Incand. Lamps_ | Incand. Lamps__55W INC | 55W INC | 55 | 55 | 121 | N/A
[21 empty] | Incand. Lamps_ | Incand. Lamps__60W INC | 60W INC | 60 | 60 | 122 | N/A
[21 empty] | Incand. Lamps_ | Incand. Lamps__65W INC | 65W INC | 65 | 65 | 123 | N/A
[21 empty] | Incand. Lamps_ | Incand. Lamps__67W INC | 67W INC | 67 | 67 | 124 | N/A
[21 empty] | Incand. Lamps_ | Incand. Lamps__69W INC | 69W INC | 69 | 69 | 125 | N/A
[21 empty] | Incand. Lamps_ | Incand. Lamps__72W INC | 72W INC | 72 | 72 | 126 | N/A
[21 empty] | Incand. Lamps_ | Incand. Lamps__75W INC | 75W INC | 75 | 75 | 127 | N/A
[21 empty] | Incand. Lamps_ | Incand. Lamps__80W INC | 80W INC | 80 | 80 | 128 | N/A
[21 empty] | Incand. Lamps_ | Incand. Lamps__85W INC | 85W INC | 85 | 85 | 129 | N/A
[21 empty] | Incand. Lamps_ | Incand. Lamps__90W INC | 90W INC | 90 | 90 | 130 | N/A
[21 empty] | Incand. Lamps_ | Incand. Lamps__93W INC | 93W INC | 93 | 93 | 131 | N/A
[21 empty] | Incand. Lamps_ | Incand. Lamps__100W INC | 100W INC | 100 | 100 | 132 | N/A
[21 empty] | Incand. Lamps_ | Incand. Lamps__120W INC | 120W INC | 120 | 120 | 133 | N/A
[21 empty] | Incand. Lamps_ | Incand. Lamps__125W INC | 125W INC | 125 | 125 | 134 | N/A
[21 empty] | Incand. Lamps_ | Incand. Lamps__135W INC | 135W INC | 135 | 135 | 135 | N/A
[21 empty] | Incand. Lamps_ | Incand. Lamps__150W INC | 150W INC | 150 | 150 | 136 | N/A
[21 empty] | Incand. Lamps_ | Incand. Lamps__200W INC | 200W INC | 200 | 200 | 137 | N/A
[21 empty] | Incand. Lamps_ | Incand. Lamps__300W INC | 300W INC | 300 | 300 | 138 | N/A
[21 empty] | Incand. Lamps_ | Incand. Lamps__448W INC | 448W INC | 448 | 448 | 139 | N/A
[21 empty] | Incand. Lamps_ | Incand. Lamps__500W INC | 500W INC | 500 | 500 | 140 | N/A
[21 empty] | Incand. Lamps_ | Incand. Lamps__750W INC | 750W INC | 750 | 750 | 141 | N/A
[21 empty] | Incand. Lamps_ | Incand. Lamps__1000W INC | 1000W INC | 1000 | 1000 | 142 | N/A
[21 empty] | Incand. Lamps_ | Incand. Lamps__1500W INC | 1500W INC | 1500 | 1500 | 143 | N/A
[21 empty] | Incandescent Lamps_ | Incandescent Lamps__---Incandescent--- | ---Incandescent--- |  |  | 144 | N/A
[21 empty] | LED_ | LED__---LED--- | ---LED--- |  |  | 145 | N/A
[21 empty] | LED_ | LED__LED 1.5W | LED 1.5W | 1.5 | 1.5 | 146 | N/A
[21 empty] | LED_ | LED__LED 2W | LED 2W | 2 | 2 | 147 | N/A
[21 empty] | LED_ | LED__LED 3W | LED 3W | 3 | 3 | 148 | N/A
[21 empty] | LED_ | LED__LED 4W | LED 4W | 4 | 4 | 149 | N/A
[21 empty] | LED_ | LED__LED 5W | LED 5W | 5 | 5 | 150 | N/A
[21 empty] | LED_ | LED__LED 6W | LED 6W | 6 | 6 | 151 | N/A
[21 empty] | LED_ | LED__LED 7W | LED 7W | 7 | 7 | 152 | N/A
[21 empty] | LED_ | LED__LED 8W | LED 8W | 8 | 8 | 153 | N/A
[21 empty] | LED_ | LED__LED 9W | LED 9W | 9 | 9 | 154 | N/A
[21 empty] | LED_ | LED__LED 10W | LED 10W | 10 | 10 | 155 | N/A
[21 empty] | LED_ | LED__LED 10.5W | LED 10.5W | 10.5 | 10.5 | 156 | N/A
[21 empty] | LED_ | LED__LED 11W | LED 11W | 11 | 11 | 157 | N/A
[21 empty] | LED_ | LED__LED 12W | LED 12W | 12 | 12 | 158 | N/A
[21 empty] | LED_ | LED__LED 13W | LED 13W | 13 | 13 | 159 | N/A
[21 empty] | LED_ | LED__LED 14W | LED 14W | 14 | 14 | 160 | N/A
[21 empty] | LED_ | LED__LED 15W | LED 15W | 15 | 15 | 161 | N/A
[21 empty] | LED_ | LED__LED 16W | LED 16W | 16 | 16 | 162 | N/A
[21 empty] | LED_ | LED__LED 17W | LED 17W | 17 | 17 | 163 | N/A
[21 empty] | LED_ | LED__LED 18W | LED 18W | 18 | 18 | 164 | N/A
[21 empty] | LED_ | LED__LED 19W | LED 19W | 19 | 19 | 165 | N/A
[21 empty] | LED_ | LED__LED 20W | LED 20W | 20 | 20 | 166 | N/A
[21 empty] | LED_ | LED__LED 21W | LED 21W | 21 | 21 | 167 | N/A
[21 empty] | LED_ | LED__LED 22W | LED 22W | 22 | 22 | 168 | N/A
[21 empty] | LED_ | LED__LED 23W | LED 23W | 23 | 23 | 169 | N/A
[21 empty] | LED_ | LED__LED 24W | LED 24W | 24 | 24 | 170 | N/A
[21 empty] | LED_ | LED__LED 25W | LED 25W | 25 | 25 | 171 | N/A
[21 empty] | LED_ | LED__LED 26W | LED 26W | 26 | 26 | 172 | N/A
[21 empty] | LED_ | LED__LED 27W | LED 27W | 27 | 27 | 173 | N/A
[21 empty] | LED_ | LED__LED 28W | LED 28W | 28 | 28 | 174 | N/A
[21 empty] | LED_ | LED__LED 29W | LED 29W | 29 | 29 | 175 | N/A
[21 empty] | LED_ | LED__LED 30W | LED 30W | 30 | 30 | 176 | N/A
[21 empty] | LED_ | LED__LED 31W | LED 31W | 31 | 31 | 177 | N/A
[21 empty] | LED_ | LED__LED 32W | LED 32W | 32 | 32 | 178 | N/A
[21 empty] | LED_ | LED__LED 33W | LED 33W | 33 | 33 | 179 | N/A
[21 empty] | LED_ | LED__LED 34W | LED 34W | 34 | 34 | 180 | N/A
[21 empty] | LED_ | LED__LED 35W | LED 35W | 35 | 35 | 181 | N/A
[21 empty] | LED_ | LED__LED 36W | LED 36W | 36 | 36 | 182 | N/A
[21 empty] | LED_ | LED__LED 37W | LED 37W | 37 | 37 | 183 | N/A
[21 empty] | LED_ | LED__LED 38W | LED 38W | 38 | 38 | 184 | N/A
[21 empty] | LED_ | LED__LED 39W | LED 39W | 39 | 39 | 185 | N/A
[21 empty] | LED_ | LED__LED 40W | LED 40W | 40 | 40 | 186 | N/A
[21 empty] | LED_ | LED__LED 41W | LED 41W | 41 | 41 | 187 | N/A
[21 empty] | LED_ | LED__LED 42W | LED 42W | 42 | 42 | 188 | N/A
[21 empty] | LED_ | LED__LED 43W | LED 43W | 43 | 43 | 189 | N/A
[21 empty] | LED_ | LED__LED 44W | LED 44W | 44 | 44 | 190 | N/A
[21 empty] | LED_ | LED__LED 45W | LED 45W | 45 | 45 | 191 | N/A
[21 empty] | LED_ | LED__LED 46W | LED 46W | 46 | 46 | 192 | N/A
[21 empty] | LED_ | LED__LED 47W | LED 47W | 47 | 47 | 193 | N/A
[21 empty] | LED_ | LED__LED 48W | LED 48W | 48 | 48 | 194 | N/A
[21 empty] | LED_ | LED__LED 49W | LED 49W | 49 | 49 | 195 | N/A
[21 empty] | LED_ | LED__LED 50W | LED 50W | 50 | 50 | 196 | N/A
[21 empty] | LED_ | LED__LED 51W | LED 51W | 51 | 51 | 197 | N/A
[21 empty] | LED_ | LED__LED 52W | LED 52W | 52 | 52 | 198 | N/A
[21 empty] | LED_ | LED__LED 53W | LED 53W | 53 | 53 | 199 | N/A
[21 empty] | LED_ | LED__LED 54W | LED 54W | 54 | 54 | 200 | N/A
[21 empty] | LED_ | LED__LED 55W | LED 55W | 55 | 55 | 201 | N/A
[21 empty] | LED_ | LED__LED 56W | LED 56W | 56 | 56 | 202 | N/A
[21 empty] | LED_ | LED__LED 57W | LED 57W | 57 | 57 | 203 | N/A
[21 empty] | LED_ | LED__LED 58W | LED 58W | 58 | 58 | 204 | N/A
[21 empty] | LED_ | LED__LED 59W | LED 59W | 59 | 59 | 205 | N/A
[21 empty] | LED_ | LED__LED 60W | LED 60W | 60 | 60 | 206 | N/A
[21 empty] | LED_ | LED__LED 61W | LED 61W | 61 | 61 | 207 | N/A
[21 empty] | LED_ | LED__LED 62W | LED 62W | 62 | 62 | 208 | N/A
[21 empty] | LED_ | LED__LED 63W | LED 63W | 63 | 63 | 209 | N/A
[21 empty] | LED_ | LED__LED 64W | LED 64W | 64 | 64 | 210 | N/A
[21 empty] | LED_ | LED__LED 65W | LED 65W | 65 | 65 | 211 | N/A
[21 empty] | LED_ | LED__LED 66W | LED 66W | 66 | 66 | 212 | N/A
[21 empty] | LED_ | LED__LED 67W | LED 67W | 67 | 67 | 213 | N/A
[21 empty] | LED_ | LED__LED 68W | LED 68W | 68 | 68 | 214 | N/A
[21 empty] | LED_ | LED__LED 69W | LED 69W | 69 | 69 | 215 | N/A
[21 empty] | LED_ | LED__LED 70W | LED 70W | 70 | 70 | 216 | N/A
[21 empty] | LED_ | LED__LED 71W | LED 71W | 71 | 71 | 217 | N/A
[21 empty] | LED_ | LED__LED 72W | LED 72W | 72 | 72 | 218 | N/A
[21 empty] | LED_ | LED__LED 73W | LED 73W | 73 | 73 | 219 | N/A
[21 empty] | LED_ | LED__LED 74W | LED 74W | 74 | 74 | 220 | N/A
[21 empty] | LED_ | LED__LED 75W | LED 75W | 75 | 75 | 221 | N/A
[21 empty] | LED_ | LED__LED 76W | LED 76W | 76 | 76 | 222 | N/A
[21 empty] | LED_ | LED__LED 77W | LED 77W | 77 | 77 | 223 | N/A
[21 empty] | LED_ | LED__LED 78W | LED 78W | 78 | 78 | 224 | N/A
[21 empty] | LED_ | LED__LED 79W | LED 79W | 79 | 79 | 225 | N/A
[21 empty] | LED_ | LED__LED 80W | LED 80W | 80 | 80 | 226 | N/A
[21 empty] | LED_ | LED__LED 81W | LED 81W | 81 | 81 | 227 | N/A
[21 empty] | LED_ | LED__LED 82W | LED 82W | 82 | 82 | 228 | N/A
[21 empty] | LED_ | LED__LED 83W | LED 83W | 83 | 83 | 229 | N/A
[21 empty] | LED_ | LED__LED 84W | LED 84W | 84 | 84 | 230 | N/A
[21 empty] | LED_ | LED__LED 85W | LED 85W | 85 | 85 | 231 | N/A
[21 empty] | LED_ | LED__LED 86W | LED 86W | 86 | 86 | 232 | N/A
[21 empty] | LED_ | LED__LED 87W | LED 87W | 87 | 87 | 233 | N/A
[21 empty] | LED_ | LED__LED 88W | LED 88W | 88 | 88 | 234 | N/A
[21 empty] | LED_ | LED__LED 89W | LED 89W | 89 | 89 | 235 | N/A
[21 empty] | LED_ | LED__LED 90W | LED 90W | 90 | 90 | 236 | N/A
[21 empty] | LED_ | LED__LED 91W | LED 91W | 91 | 91 | 237 | N/A
[21 empty] | LED_ | LED__LED 92W | LED 92W | 92 | 92 | 238 | N/A
[21 empty] | LED_ | LED__LED 93W | LED 93W | 93 | 93 | 239 | N/A
[21 empty] | LED_ | LED__LED 94W | LED 94W | 94 | 94 | 240 | N/A
[21 empty] | LED_ | LED__LED 95W | LED 95W | 95 | 95 | 241 | N/A
[21 empty] | LED_ | LED__LED 96W | LED 96W | 96 | 96 | 242 | N/A
[21 empty] | LED_ | LED__LED 97W | LED 97W | 97 | 97 | 243 | N/A
[21 empty] | LED_ | LED__LED 98W | LED 98W | 98 | 98 | 244 | N/A
[21 empty] | LED_ | LED__LED 99W | LED 99W | 99 | 99 | 245 | N/A
[21 empty] | LED_ | LED__LED 100W | LED 100W | 100 | 100 | 246 | N/A
[21 empty] | LED_ | LED__LED 101W | LED 101W | 101 | 101 | 247 | N/A
[21 empty] | LED_ | LED__LED 102W | LED 102W | 102 | 102 | 248 | N/A
[21 empty] | LED_ | LED__LED 103W | LED 103W | 103 | 103 | 249 | N/A
[21 empty] | LED_ | LED__LED 104W | LED 104W | 104 | 104 | 250 | N/A
[21 empty] | LED_ | LED__LED 105W | LED 105W | 105 | 105 | 251 | N/A
[21 empty] | LED_ | LED__LED 106W | LED 106W | 106 | 106 | 252 | N/A
[21 empty] | LED_ | LED__LED 107W | LED 107W | 107 | 107 | 253 | N/A
[21 empty] | LED_ | LED__LED 108W | LED 108W | 108 | 108 | 254 | N/A
[21 empty] | LED_ | LED__LED 109W | LED 109W | 109 | 109 | 255 | N/A
[21 empty] | LED_ | LED__LED 110W | LED 110W | 110 | 110 | 256 | N/A
[21 empty] | LED_ | LED__LED 111W | LED 111W | 111 | 111 | 257 | N/A
[21 empty] | LED_ | LED__LED 112W | LED 112W | 112 | 112 | 258 | N/A
[21 empty] | LED_ | LED__LED 113W | LED 113W | 113 | 113 | 259 | N/A
[21 empty] | LED_ | LED__LED 114W | LED 114W | 114 | 114 | 260 | N/A
[21 empty] | LED_ | LED__LED 115W | LED 115W | 115 | 115 | 261 | N/A
[21 empty] | LED_ | LED__LED 116W | LED 116W | 116 | 116 | 262 | N/A
[21 empty] | LED_ | LED__LED 117W | LED 117W | 117 | 117 | 263 | N/A
[21 empty] | LED_ | LED__LED 118W | LED 118W | 118 | 118 | 264 | N/A
[21 empty] | LED_ | LED__LED 119W | LED 119W | 119 | 119 | 265 | N/A
[21 empty] | LED_ | LED__LED 120W | LED 120W | 120 | 120 | 266 | N/A
[21 empty] | LED_ | LED__LED 121W | LED 121W | 121 | 121 | 267 | N/A
[21 empty] | LED_ | LED__LED 122W | LED 122W | 122 | 122 | 268 | N/A
[21 empty] | LED_ | LED__LED 123W | LED 123W | 123 | 123 | 269 | N/A
[21 empty] | LED_ | LED__LED 124W | LED 124W | 124 | 124 | 270 | N/A
[21 empty] | LED_ | LED__LED 125W | LED 125W | 125 | 125 | 271 | N/A
[21 empty] | LED_ | LED__LED 126W | LED 126W | 126 | 126 | 272 | N/A
[21 empty] | LED_ | LED__LED 127W | LED 127W | 127 | 127 | 273 | N/A
[21 empty] | LED_ | LED__LED 128W | LED 128W | 128 | 128 | 274 | N/A
[21 empty] | LED_ | LED__LED 129W | LED 129W | 129 | 129 | 275 | N/A
[21 empty] | LED_ | LED__LED 130W | LED 130W | 130 | 130 | 276 | N/A
[21 empty] | LED_ | LED__LED 131W | LED 131W | 131 | 131 | 277 | N/A
[21 empty] | LED_ | LED__LED 132W | LED 132W | 132 | 132 | 278 | N/A
[21 empty] | LED_ | LED__LED 133W | LED 133W | 133 | 133 | 279 | N/A
[21 empty] | LED_ | LED__LED 134W | LED 134W | 134 | 134 | 280 | N/A
[21 empty] | LED_ | LED__LED 135W | LED 135W | 135 | 135 | 281 | N/A
[21 empty] | LED_ | LED__LED 136W | LED 136W | 136 | 136 | 282 | N/A
[21 empty] | LED_ | LED__LED 137W | LED 137W | 137 | 137 | 283 | N/A
[21 empty] | LED_ | LED__LED 138W | LED 138W | 138 | 138 | 284 | N/A
[21 empty] | LED_ | LED__LED 139W | LED 139W | 139 | 139 | 285 | N/A
[21 empty] | LED_ | LED__LED 140W | LED 140W | 140 | 140 | 286 | N/A
[21 empty] | LED_ | LED__LED 141W | LED 141W | 141 | 141 | 287 | N/A
[21 empty] | LED_ | LED__LED 142W | LED 142W | 142 | 142 | 288 | N/A
[21 empty] | LED_ | LED__LED 143W | LED 143W | 143 | 143 | 289 | N/A
[21 empty] | LED_ | LED__LED 144W | LED 144W | 144 | 144 | 290 | N/A
[21 empty] | LED_ | LED__LED 145W | LED 145W | 145 | 145 | 291 | N/A
[21 empty] | LED_ | LED__LED 146W | LED 146W | 146 | 146 | 292 | N/A
[21 empty] | LED_ | LED__LED 147W | LED 147W | 147 | 147 | 293 | N/A
[21 empty] | LED_ | LED__LED 148W | LED 148W | 148 | 148 | 294 | N/A
[21 empty] | LED_ | LED__LED 149W | LED 149W | 149 | 149 | 295 | N/A
[21 empty] | LED_ | LED__LED 150W | LED 150W | 150 | 150 | 296 | N/A
[21 empty] | LED_ | LED__LED 151W | LED 151W | 151 | 151 | 297 | N/A
[21 empty] | LED_ | LED__LED 152W | LED 152W | 152 | 152 | 298 | N/A
[21 empty] | LED_ | LED__LED 153W | LED 153W | 153 | 153 | 299 | N/A
[21 empty] | LED_ | LED__LED 154W | LED 154W | 154 | 154 | 300 | N/A
[21 empty] | LED_ | LED__LED 155W | LED 155W | 155 | 155 | 301 | N/A
[21 empty] | LED_ | LED__LED 156W | LED 156W | 156 | 156 | 302 | N/A
[21 empty] | LED_ | LED__LED 157W | LED 157W | 157 | 157 | 303 | N/A
[21 empty] | LED_ | LED__LED 158W | LED 158W | 158 | 158 | 304 | N/A
[21 empty] | LED_ | LED__LED 159W | LED 159W | 159 | 159 | 305 | N/A
[21 empty] | LED_ | LED__LED 160W | LED 160W | 160 | 160 | 306 | N/A
[21 empty] | LED_ | LED__LED 161W | LED 161W | 161 | 161 | 307 | N/A
[21 empty] | LED_ | LED__LED 162W | LED 162W | 162 | 162 | 308 | N/A
[21 empty] | LED_ | LED__LED 163W | LED 163W | 163 | 163 | 309 | N/A
[21 empty] | LED_ | LED__LED 164W | LED 164W | 164 | 164 | 310 | N/A
[21 empty] | LED_ | LED__LED 165W | LED 165W | 165 | 165 | 311 | N/A
[21 empty] | LED_ | LED__LED 166W | LED 166W | 166 | 166 | 312 | N/A
[21 empty] | LED_ | LED__LED 167W | LED 167W | 167 | 167 | 313 | N/A
[21 empty] | LED_ | LED__LED 168W | LED 168W | 168 | 168 | 314 | N/A
[21 empty] | LED_ | LED__LED 169W | LED 169W | 169 | 169 | 315 | N/A
[21 empty] | LED_ | LED__LED 170W | LED 170W | 170 | 170 | 316 | N/A
[21 empty] | LED_ | LED__LED 171W | LED 171W | 171 | 171 | 317 | N/A
[21 empty] | LED_ | LED__LED 172W | LED 172W | 172 | 172 | 318 | N/A
[21 empty] | LED_ | LED__LED 173W | LED 173W | 173 | 173 | 319 | N/A
[21 empty] | LED_ | LED__LED 174W | LED 174W | 174 | 174 | 320 | N/A
[21 empty] | LED_ | LED__LED 175W | LED 175W | 175 | 175 | 321 | N/A
[21 empty] | LED_ | LED__LED 176W | LED 176W | 176 | 176 | 322 | N/A
[21 empty] | LED_ | LED__LED 177W | LED 177W | 177 | 177 | 323 | N/A
[21 empty] | LED_ | LED__LED 178W | LED 178W | 178 | 178 | 324 | N/A
[21 empty] | LED_ | LED__LED 179W | LED 179W | 179 | 179 | 325 | N/A
[21 empty] | LED_ | LED__LED 180W | LED 180W | 180 | 180 | 326 | N/A
[21 empty] | LED_ | LED__LED 181W | LED 181W | 181 | 181 | 327 | N/A
[21 empty] | LED_ | LED__LED 182W | LED 182W | 182 | 182 | 328 | N/A
[21 empty] | LED_ | LED__LED 183W | LED 183W | 183 | 183 | 329 | N/A
[21 empty] | LED_ | LED__LED 184W | LED 184W | 184 | 184 | 330 | N/A
[21 empty] | LED_ | LED__LED 185W | LED 185W | 185 | 185 | 331 | N/A
[21 empty] | LED_ | LED__LED 186W | LED 186W | 186 | 186 | 332 | N/A
[21 empty] | LED_ | LED__LED 187W | LED 187W | 187 | 187 | 333 | N/A
[21 empty] | LED_ | LED__LED 188W | LED 188W | 188 | 188 | 334 | N/A
[21 empty] | LED_ | LED__LED 189W | LED 189W | 189 | 189 | 335 | N/A
[21 empty] | LED_ | LED__LED 190W | LED 190W | 190 | 190 | 336 | N/A
[21 empty] | LED_ | LED__LED 191W | LED 191W | 191 | 191 | 337 | N/A
[21 empty] | LED_ | LED__LED 192W | LED 192W | 192 | 192 | 338 | N/A
[21 empty] | LED_ | LED__LED 193W | LED 193W | 193 | 193 | 339 | N/A
[21 empty] | LED_ | LED__LED 194W | LED 194W | 194 | 194 | 340 | N/A
[21 empty] | LED_ | LED__LED 195W | LED 195W | 195 | 195 | 341 | N/A
[21 empty] | LED_ | LED__LED 196W | LED 196W | 196 | 196 | 342 | N/A
[21 empty] | LED_ | LED__LED 197W | LED 197W | 197 | 197 | 343 | N/A
[21 empty] | LED_ | LED__LED 198W | LED 198W | 198 | 198 | 344 | N/A
[21 empty] | LED_ | LED__LED 199W | LED 199W | 199 | 199 | 345 | N/A
[21 empty] | LED_ | LED__LED 200W | LED 200W | 200 | 200 | 346 | N/A
[21 empty] | LED_ | LED__LED 201W | LED 201W | 201 | 201 | 347 | N/A
[21 empty] | LED_ | LED__LED 202W | LED 202W | 202 | 202 | 348 | N/A
[21 empty] | LED_ | LED__LED 203W | LED 203W | 203 | 203 | 349 | N/A
[21 empty] | LED_ | LED__LED 204W | LED 204W | 204 | 204 | 350 | N/A
[21 empty] | LED_ | LED__LED 205W | LED 205W | 205 | 205 | 351 | N/A
[21 empty] | LED_ | LED__LED 206W | LED 206W | 206 | 206 | 352 | N/A
[21 empty] | LED_ | LED__LED 207W | LED 207W | 207 | 207 | 353 | N/A
[21 empty] | LED_ | LED__LED 208W | LED 208W | 208 | 208 | 354 | N/A
[21 empty] | LED_ | LED__LED 209W | LED 209W | 209 | 209 | 355 | N/A
[21 empty] | LED_ | LED__LED 210W | LED 210W | 210 | 210 | 356 | N/A
[21 empty] | LED_ | LED__LED 211W | LED 211W | 211 | 211 | 357 | N/A
[21 empty] | LED_ | LED__LED 212W | LED 212W | 212 | 212 | 358 | N/A
[21 empty] | LED_ | LED__LED 213W | LED 213W | 213 | 213 | 359 | N/A
[21 empty] | LED_ | LED__LED 214W | LED 214W | 214 | 214 | 360 | N/A
[21 empty] | LED_ | LED__LED 215W | LED 215W | 215 | 215 | 361 | N/A
[21 empty] | LED_ | LED__LED 216W | LED 216W | 216 | 216 | 362 | N/A
[21 empty] | LED_ | LED__LED 217W | LED 217W | 217 | 217 | 363 | N/A
[21 empty] | LED_ | LED__LED 218W | LED 218W | 218 | 218 | 364 | N/A
[21 empty] | LED_ | LED__LED 219W | LED 219W | 219 | 219 | 365 | N/A
[21 empty] | LED_ | LED__LED 220W | LED 220W | 220 | 220 | 366 | N/A
[21 empty] | LED_ | LED__LED 221W | LED 221W | 221 | 221 | 367 | N/A
[21 empty] | LED_ | LED__LED 222W | LED 222W | 222 | 222 | 368 | N/A
[21 empty] | LED_ | LED__LED 223W | LED 223W | 223 | 223 | 369 | N/A
[21 empty] | LED_ | LED__LED 224W | LED 224W | 224 | 224 | 370 | N/A
[21 empty] | LED_ | LED__LED 225W | LED 225W | 225 | 225 | 371 | N/A
[21 empty] | LED_ | LED__LED 226W | LED 226W | 226 | 226 | 372 | N/A
[21 empty] | LED_ | LED__LED 227W | LED 227W | 227 | 227 | 373 | N/A
[21 empty] | LED_ | LED__LED 228W | LED 228W | 228 | 228 | 374 | N/A
[21 empty] | LED_ | LED__LED 229W | LED 229W | 229 | 229 | 375 | N/A
[21 empty] | LED_ | LED__LED 230W | LED 230W | 230 | 230 | 376 | N/A
[21 empty] | LED_ | LED__LED 231W | LED 231W | 231 | 231 | 377 | N/A
[21 empty] | LED_ | LED__LED 232W | LED 232W | 232 | 232 | 378 | N/A
[21 empty] | LED_ | LED__LED 233W | LED 233W | 233 | 233 | 379 | N/A
[21 empty] | LED_ | LED__LED 234W | LED 234W | 234 | 234 | 380 | N/A
[21 empty] | LED_ | LED__LED 235W | LED 235W | 235 | 235 | 381 | N/A
[21 empty] | LED_ | LED__LED 236W | LED 236W | 236 | 236 | 382 | N/A
[21 empty] | LED_ | LED__LED 237W | LED 237W | 237 | 237 | 383 | N/A
[21 empty] | LED_ | LED__LED 238W | LED 238W | 238 | 238 | 384 | N/A
[21 empty] | LED_ | LED__LED 239W | LED 239W | 239 | 239 | 385 | N/A
[21 empty] | LED_ | LED__LED 240W | LED 240W | 240 | 240 | 386 | N/A
[21 empty] | LED_ | LED__LED 241W | LED 241W | 241 | 241 | 387 | N/A
[21 empty] | LED_ | LED__LED 242W | LED 242W | 242 | 242 | 388 | N/A
[21 empty] | LED_ | LED__LED 243W | LED 243W | 243 | 243 | 389 | N/A
[21 empty] | LED_ | LED__LED 244W | LED 244W | 244 | 244 | 390 | N/A
[21 empty] | LED_ | LED__LED 245W | LED 245W | 245 | 245 | 391 | N/A
[21 empty] | LED_ | LED__LED 246W | LED 246W | 246 | 246 | 392 | N/A
[21 empty] | LED_ | LED__LED 247W | LED 247W | 247 | 247 | 393 | N/A
[21 empty] | LED_ | LED__LED 248W | LED 248W | 248 | 248 | 394 | N/A
[21 empty] | LED_ | LED__LED 249W | LED 249W | 249 | 249 | 395 | N/A
[21 empty] | LED_ | LED__LED 250W | LED 250W | 250 | 250 | 396 | N/A
[21 empty] | LED_ | LED__LED 251W | LED 251W | 251 | 251 | 397 | N/A
[21 empty] | LED_ | LED__LED 252W | LED 252W | 252 | 252 | 398 | N/A
[21 empty] | LED_ | LED__LED 253W | LED 253W | 253 | 253 | 399 | N/A
[21 empty] | LED_ | LED__LED 254W | LED 254W | 254 | 254 | 400 | N/A
[21 empty] | LED_ | LED__LED 255W | LED 255W | 255 | 255 | 401 | N/A
[21 empty] | LED_ | LED__LED 256W | LED 256W | 256 | 256 | 402 | N/A
[21 empty] | LED_ | LED__LED 257W | LED 257W | 257 | 257 | 403 | N/A
[21 empty] | LED_ | LED__LED 258W | LED 258W | 258 | 258 | 404 | N/A
[21 empty] | LED_ | LED__LED 259W | LED 259W | 259 | 259 | 405 | N/A
[21 empty] | LED_ | LED__LED 260W | LED 260W | 260 | 260 | 406 | N/A
[21 empty] | LED_ | LED__LED 261W | LED 261W | 261 | 261 | 407 | N/A
[21 empty] | LED_ | LED__LED 262W | LED 262W | 262 | 262 | 408 | N/A
[21 empty] | LED_ | LED__LED 263W | LED 263W | 263 | 263 | 409 | N/A
[21 empty] | LED_ | LED__LED 264W | LED 264W | 264 | 264 | 410 | N/A
[21 empty] | LED_ | LED__LED 265W | LED 265W | 265 | 265 | 411 | N/A
[21 empty] | LED_ | LED__LED 266W | LED 266W | 266 | 266 | 412 | N/A
[21 empty] | LED_ | LED__LED 267W | LED 267W | 267 | 267 | 413 | N/A
[21 empty] | LED_ | LED__LED 268W | LED 268W | 268 | 268 | 414 | N/A
[21 empty] | LED_ | LED__LED 269W | LED 269W | 269 | 269 | 415 | N/A
[21 empty] | LED_ | LED__LED 270W | LED 270W | 270 | 270 | 416 | N/A
[21 empty] | LED_ | LED__LED 271W | LED 271W | 271 | 271 | 417 | N/A
[21 empty] | LED_ | LED__LED 272W | LED 272W | 272 | 272 | 418 | N/A
[21 empty] | LED_ | LED__LED 273W | LED 273W | 273 | 273 | 419 | N/A
[21 empty] | LED_ | LED__LED 274W | LED 274W | 274 | 274 | 420 | N/A
[21 empty] | LED_ | LED__LED 275W | LED 275W | 275 | 275 | 421 | N/A
[21 empty] | LED_ | LED__LED 276W | LED 276W | 276 | 276 | 422 | N/A
[21 empty] | LED_ | LED__LED 277W | LED 277W | 277 | 277 | 423 | N/A
[21 empty] | LED_ | LED__LED 278W | LED 278W | 278 | 278 | 424 | N/A
[21 empty] | LED_ | LED__LED 279W | LED 279W | 279 | 279 | 425 | N/A
[21 empty] | LED_ | LED__LED 280W | LED 280W | 280 | 280 | 426 | N/A
[21 empty] | LED_ | LED__LED 281W | LED 281W | 281 | 281 | 427 | N/A
[21 empty] | LED_ | LED__LED 282W | LED 282W | 282 | 282 | 428 | N/A
[21 empty] | LED_ | LED__LED 283W | LED 283W | 283 | 283 | 429 | N/A
[21 empty] | LED_ | LED__LED 284W | LED 284W | 284 | 284 | 430 | N/A
[21 empty] | LED_ | LED__LED 285W | LED 285W | 285 | 285 | 431 | N/A
[21 empty] | LED_ | LED__LED 286W | LED 286W | 286 | 286 | 432 | N/A
[21 empty] | LED_ | LED__LED 287W | LED 287W | 287 | 287 | 433 | N/A
[21 empty] | LED_ | LED__LED 288W | LED 288W | 288 | 288 | 434 | N/A
[21 empty] | LED_ | LED__LED 289W | LED 289W | 289 | 289 | 435 | N/A
[21 empty] | LED_ | LED__LED 290W | LED 290W | 290 | 290 | 436 | N/A
[21 empty] | LED_ | LED__LED 291W | LED 291W | 291 | 291 | 437 | N/A
[21 empty] | LED_ | LED__LED 292W | LED 292W | 292 | 292 | 438 | N/A
[21 empty] | LED_ | LED__LED 293W | LED 293W | 293 | 293 | 439 | N/A
[21 empty] | LED_ | LED__LED 294W | LED 294W | 294 | 294 | 440 | N/A
[21 empty] | LED_ | LED__LED 295W | LED 295W | 295 | 295 | 441 | N/A
[21 empty] | LED_ | LED__LED 296W | LED 296W | 296 | 296 | 442 | N/A
[21 empty] | LED_ | LED__LED 297W | LED 297W | 297 | 297 | 443 | N/A
[21 empty] | LED_ | LED__LED 298W | LED 298W | 298 | 298 | 444 | N/A
[21 empty] | LED_ | LED__LED 299W | LED 299W | 299 | 299 | 445 | N/A
[21 empty] | LED_ | LED__LED 300W | LED 300W | 300 | 300 | 446 | N/A
[21 empty] | LED_ | LED__LED 301W | LED 301W | 301 | 301 | 447 | N/A
[21 empty] | LED_ | LED__LED 302W | LED 302W | 302 | 302 | 448 | N/A
[21 empty] | LED_ | LED__LED 303W | LED 303W | 303 | 303 | 449 | N/A
[21 empty] | LED_ | LED__LED 304W | LED 304W | 304 | 304 | 450 | N/A
[21 empty] | LED_ | LED__LED 305W | LED 305W | 305 | 305 | 451 | N/A
[21 empty] | LED_ | LED__LED 306W | LED 306W | 306 | 306 | 452 | N/A
[21 empty] | LED_ | LED__LED 307W | LED 307W | 307 | 307 | 453 | N/A
[21 empty] | LED_ | LED__LED 308W | LED 308W | 308 | 308 | 454 | N/A
[21 empty] | LED_ | LED__LED 309W | LED 309W | 309 | 309 | 455 | N/A
[21 empty] | LED_ | LED__LED 310W | LED 310W | 310 | 310 | 456 | N/A
[21 empty] | LED_ | LED__LED 311W | LED 311W | 311 | 311 | 457 | N/A
[21 empty] | LED_ | LED__LED 312W | LED 312W | 312 | 312 | 458 | N/A
[21 empty] | LED_ | LED__LED 313W | LED 313W | 313 | 313 | 459 | N/A
[21 empty] | LED_ | LED__LED 314W | LED 314W | 314 | 314 | 460 | N/A
[21 empty] | LED_ | LED__LED 315W | LED 315W | 315 | 315 | 461 | N/A
[21 empty] | LED_ | LED__LED 316W | LED 316W | 316 | 316 | 462 | N/A
[21 empty] | LED_ | LED__LED 317W | LED 317W | 317 | 317 | 463 | N/A
[21 empty] | LED_ | LED__LED 318W | LED 318W | 318 | 318 | 464 | N/A
[21 empty] | LED_ | LED__LED 319W | LED 319W | 319 | 319 | 465 | N/A
[21 empty] | LED_ | LED__LED 320W | LED 320W | 320 | 320 | 466 | N/A
[21 empty] | LED_ | LED__LED 321W | LED 321W | 321 | 321 | 467 | N/A
[21 empty] | LED_ | LED__LED 322W | LED 322W | 322 | 322 | 468 | N/A
[21 empty] | LED_ | LED__LED 323W | LED 323W | 323 | 323 | 469 | N/A
[21 empty] | LED_ | LED__LED 324W | LED 324W | 324 | 324 | 470 | N/A
[21 empty] | LED_ | LED__LED 325W | LED 325W | 325 | 325 | 471 | N/A
[21 empty] | LED_ | LED__LED 326W | LED 326W | 326 | 326 | 472 | N/A
[21 empty] | LED_ | LED__LED 327W | LED 327W | 327 | 327 | 473 | N/A
[21 empty] | LED_ | LED__LED 328W | LED 328W | 328 | 328 | 474 | N/A
[21 empty] | LED_ | LED__LED 329W | LED 329W | 329 | 329 | 475 | N/A
[21 empty] | LED_ | LED__LED 330W | LED 330W | 330 | 330 | 476 | N/A
[21 empty] | LED_ | LED__LED 331W | LED 331W | 331 | 331 | 477 | N/A
[21 empty] | LED_ | LED__LED 332W | LED 332W | 332 | 332 | 478 | N/A
[21 empty] | LED_ | LED__LED 333W | LED 333W | 333 | 333 | 479 | N/A
[21 empty] | LED_ | LED__LED 334W | LED 334W | 334 | 334 | 480 | N/A
[21 empty] | LED_ | LED__LED 335W | LED 335W | 335 | 335 | 481 | N/A
[21 empty] | LED_ | LED__LED 336W | LED 336W | 336 | 336 | 482 | N/A
[21 empty] | LED_ | LED__LED 337W | LED 337W | 337 | 337 | 483 | N/A
[21 empty] | LED_ | LED__LED 338W | LED 338W | 338 | 338 | 484 | N/A
[21 empty] | LED_ | LED__LED 339W | LED 339W | 339 | 339 | 485 | N/A
[21 empty] | LED_ | LED__LED 340W | LED 340W | 340 | 340 | 486 | N/A
[21 empty] | LED_ | LED__LED 341W | LED 341W | 341 | 341 | 487 | N/A
[21 empty] | LED_ | LED__LED 342W | LED 342W | 342 | 342 | 488 | N/A
[21 empty] | LED_ | LED__LED 343W | LED 343W | 343 | 343 | 489 | N/A
[21 empty] | LED_ | LED__LED 344W | LED 344W | 344 | 344 | 490 | N/A
[21 empty] | LED_ | LED__LED 345W | LED 345W | 345 | 345 | 491 | N/A
[21 empty] | LED_ | LED__LED 346W | LED 346W | 346 | 346 | 492 | N/A
[21 empty] | LED_ | LED__LED 347W | LED 347W | 347 | 347 | 493 | N/A
[21 empty] | LED_ | LED__LED 348W | LED 348W | 348 | 348 | 494 | N/A
[21 empty] | LED_ | LED__LED 349W | LED 349W | 349 | 349 | 495 | N/A
[21 empty] | LED_ | LED__LED 350W | LED 350W | 350 | 350 | 496 | N/A
[21 empty] | LED_ | LED__LED 351W | LED 351W | 351 | 351 | 497 | N/A
[21 empty] | LED_ | LED__LED 352W | LED 352W | 352 | 352 | 498 | N/A
[21 empty] | LED_ | LED__LED 353W | LED 353W | 353 | 353 | 499 | N/A
[21 empty] | LED_ | LED__LED 354W | LED 354W | 354 | 354 | 500 | N/A
[21 empty] | LED_ | LED__LED 355W | LED 355W | 355 | 355 | 501 | N/A
[21 empty] | LED_ | LED__LED 356W | LED 356W | 356 | 356 | 502 | N/A
[21 empty] | LED_ | LED__LED 357W | LED 357W | 357 | 357 | 503 | N/A
[21 empty] | LED_ | LED__LED 358W | LED 358W | 358 | 358 | 504 | N/A
[21 empty] | LED_ | LED__LED 359W | LED 359W | 359 | 359 | 505 | N/A
[21 empty] | LED_ | LED__LED 360W | LED 360W | 360 | 360 | 506 | N/A
[21 empty] | LED_ | LED__LED 361W | LED 361W | 361 | 361 | 507 | N/A
[21 empty] | LED_ | LED__LED 362W | LED 362W | 362 | 362 | 508 | N/A
[21 empty] | LED_ | LED__LED 363W | LED 363W | 363 | 363 | 509 | N/A
[21 empty] | LED_ | LED__LED 364W | LED 364W | 364 | 364 | 510 | N/A
[21 empty] | LED_ | LED__LED 365W | LED 365W | 365 | 365 | 511 | N/A
[21 empty] | LED_ | LED__LED 366W | LED 366W | 366 | 366 | 512 | N/A
[21 empty] | LED_ | LED__LED 367W | LED 367W | 367 | 367 | 513 | N/A
[21 empty] | LED_ | LED__LED 368W | LED 368W | 368 | 368 | 514 | N/A
[21 empty] | LED_ | LED__LED 369W | LED 369W | 369 | 369 | 515 | N/A
[21 empty] | LED_ | LED__LED 370W | LED 370W | 370 | 370 | 516 | N/A
[21 empty] | LED_ | LED__LED 371W | LED 371W | 371 | 371 | 517 | N/A
[21 empty] | LED_ | LED__LED 372W | LED 372W | 372 | 372 | 518 | N/A
[21 empty] | LED_ | LED__LED 373W | LED 373W | 373 | 373 | 519 | N/A
[21 empty] | LED_ | LED__LED 374W | LED 374W | 374 | 374 | 520 | N/A
[21 empty] | LED_ | LED__LED 375W | LED 375W | 375 | 375 | 521 | N/A
[21 empty] | LED_ | LED__LED 376W | LED 376W | 376 | 376 | 522 | N/A
[21 empty] | LED_ | LED__LED 377W | LED 377W | 377 | 377 | 523 | N/A
[21 empty] | LED_ | LED__LED 378W | LED 378W | 378 | 378 | 524 | N/A
[21 empty] | LED_ | LED__LED 379W | LED 379W | 379 | 379 | 525 | N/A
[21 empty] | LED_ | LED__LED 380W | LED 380W | 380 | 380 | 526 | N/A
[21 empty] | LED_ | LED__LED 381W | LED 381W | 381 | 381 | 527 | N/A
[21 empty] | LED_ | LED__LED 382W | LED 382W | 382 | 382 | 528 | N/A
[21 empty] | LED_ | LED__LED 383W | LED 383W | 383 | 383 | 529 | N/A
[21 empty] | LED_ | LED__LED 384W | LED 384W | 384 | 384 | 530 | N/A
[21 empty] | LED_ | LED__LED 385W | LED 385W | 385 | 385 | 531 | N/A
[21 empty] | LED_ | LED__LED 386W | LED 386W | 386 | 386 | 532 | N/A
[21 empty] | LED_ | LED__LED 387W | LED 387W | 387 | 387 | 533 | N/A
[21 empty] | LED_ | LED__LED 388W | LED 388W | 388 | 388 | 534 | N/A
[21 empty] | LED_ | LED__LED 389W | LED 389W | 389 | 389 | 535 | N/A
[21 empty] | LED_ | LED__LED 390W | LED 390W | 390 | 390 | 536 | N/A
[21 empty] | LED_ | LED__LED 391W | LED 391W | 391 | 391 | 537 | N/A
[21 empty] | LED_ | LED__LED 392W | LED 392W | 392 | 392 | 538 | N/A
[21 empty] | LED_ | LED__LED 393W | LED 393W | 393 | 393 | 539 | N/A
[21 empty] | LED_ | LED__LED 394W | LED 394W | 394 | 394 | 540 | N/A
[21 empty] | LED_ | LED__LED 395W | LED 395W | 395 | 395 | 541 | N/A
[21 empty] | LED_ | LED__LED 396W | LED 396W | 396 | 396 | 542 | N/A
[21 empty] | LED_ | LED__LED 397W | LED 397W | 397 | 397 | 543 | N/A
[21 empty] | LED_ | LED__LED 398W | LED 398W | 398 | 398 | 544 | N/A
[21 empty] | LED_ | LED__LED 399W | LED 399W | 399 | 399 | 545 | N/A
[21 empty] | LED_ | LED__LED 400W | LED 400W | 400 | 400 | 546 | N/A
[21 empty] | LED_ | LED__4X94 WATT LED | 4X94 WATT LED | 376 | 376 | 547 | 4
[21 empty] | LED_ | LED__3x135 WATT LED | 3x135 WATT LED | 405 | 405 | 548 | 3
[21 empty] | LPS_ | LPS__---Low Pressure Sodium--- | ---Low Pressure Sodium--- |  |  | 549 | N/A
[21 empty] | LPS_ | LPS__35W LPS | 35W LPS | 35 | 60 | 550 | N/A
[21 empty] | LPS_ | LPS__55W LPS | 55W LPS | 55 | 85 | 551 | N/A
[21 empty] | LPS_ | LPS__90W LPS | 90W LPS | 90 | 130 | 552 | N/A
[21 empty] | LPS_ | LPS__135W LPS | 135W LPS | 135 | 180 | 553 | N/A
[21 empty] | LPS_ | LPS__180W LPS | 180W LPS | 180 | 230 | 554 | N/A
[21 empty] | LV Halogen_ | LV Halogen__---LV Halogen Fixture--- | ---LV Halogen Fixture--- |  |  | 555 | N/A
[21 empty] | LV Halogen_ | LV Halogen__20W LV Halogen Fixt | 20W LV Halogen Fixt | 20 | 30 | 556 | N/A
[21 empty] | LV Halogen_ | LV Halogen__25W LV Halogen Fixt | 25W LV Halogen Fixt | 25 | 35 | 557 | N/A
[21 empty] | LV Halogen_ | LV Halogen__35W LV Halogen Fixt | 35W LV Halogen Fixt | 35 | 45 | 558 | N/A
[21 empty] | LV Halogen_ | LV Halogen__42W LV Halogen Fixt | 42W LV Halogen Fixt | 42 | 52 | 559 | N/A
[21 empty] | LV Halogen_ | LV Halogen__50W LV Halogen Fixt | 50W LV Halogen Fixt | 50 | 60 | 560 | N/A
[21 empty] | LV Halogen_ | LV Halogen__65W LV Halogen Fixt | 65W LV Halogen Fixt | 65 | 75 | 561 | N/A
[21 empty] | LV Halogen_ | LV Halogen__75W LV Halogen Fixt | 75W LV Halogen Fixt | 75 | 85 | 562 | N/A
[21 empty] | Mercury Vapor_ | Mercury Vapor__---Mercury Vapor--- | ---Mercury Vapor--- |  |  | 563 | N/A
[21 empty] | Mercury Vapor_ | Mercury Vapor__40W MV | 40W MV | 40 | 50 | 564 | N/A
[21 empty] | Mercury Vapor_ | Mercury Vapor__50W MV | 50W MV | 50 | 75 | 565 | N/A
[21 empty] | Mercury Vapor_ | Mercury Vapor__75W MV | 75W MV | 75 | 95 | 566 | N/A
[21 empty] | Mercury Vapor_ | Mercury Vapor__100W MV | 100W MV | 100 | 120 | 567 | N/A
[21 empty] | Mercury Vapor_ | Mercury Vapor__175W MV | 175W MV | 175 | 205 | 568 | N/A
[21 empty] | Mercury Vapor_ | Mercury Vapor__250W MV | 250W MV | 250 | 290 | 569 | N/A
[21 empty] | Mercury Vapor_ | Mercury Vapor__400W MV | 400W MV | 400 | 455 | 570 | N/A
[21 empty] | Mercury Vapor_ | Mercury Vapor__700W MV | 700W MV | 700 | 775 | 571 | N/A
[21 empty] | Mercury Vapor_ | Mercury Vapor__1000W MV | 1000W MV | 1000 | 1075 | 572 | N/A
[21 empty] | Mercury Vapor_ | Mercury Vapor__2/400W MV | 2/400W MV | 800 | 880 | 573 | N/A
[20 empty] | HID <125 | Mercury Vapor_HID <125 | Mercury Vapor_HID <125_40W MV | 40W MV | 40 | 50 | 574 | N/A
[20 empty] | HID <125 | Mercury Vapor_HID <125 | Mercury Vapor_HID <125_50W MV | 50W MV | 50 | 75 | 575 | N/A
[20 empty] | HID <125 | Mercury Vapor_HID <125 | Mercury Vapor_HID <125_75W MV | 75W MV | 75 | 95 | 576 | N/A
[20 empty] | HID <125 | Mercury Vapor_HID <125 | Mercury Vapor_HID <125_100W MV | 100W MV | 100 | 120 | 577 | N/A
[20 empty] | HID >250 | Mercury Vapor_HID >250 | Mercury Vapor_HID >250_400W MV | 400W MV | 400 | 455 | 578 | N/A
[20 empty] | HID >250 | Mercury Vapor_HID >250 | Mercury Vapor_HID >250_700W MV | 700W MV | 700 | 775 | 579 | N/A
[20 empty] | HID >250 | Mercury Vapor_HID >250 | Mercury Vapor_HID >250_1000W MV | 1000W MV | 1000 | 1075 | 580 | N/A
[20 empty] | HID >250 | Mercury Vapor_HID >250 | Mercury Vapor_HID >250_2/400W MV | 2/400W MV | 800 | 880 | 581 | N/A
[20 empty] | HID 125-250 | Mercury Vapor_HID 125-250 | Mercury Vapor_HID 125-250_175W MV | 175W MV | 175 | 205 | 582 | N/A
[20 empty] | HID 125-250 | Mercury Vapor_HID 125-250 | Mercury Vapor_HID 125-250_250W MV | 250W MV | 250 | 290 | 583 | N/A
[21 empty] | Metal Halide Track Lighting_ | Metal Halide Track Lighting__---Metal Halide Tracking Lighting--- | ---Metal Halide Tracking Lighting--- |  |  | 584 | N/A
[21 empty] | Metal Halide Track Lighting_ | Metal Halide Track Lighting__20W MH SPOT | 20W MH SPOT | 20 | 20 | 585 | N/A
[21 empty] | Metal Halide Track Lighting_ | Metal Halide Track Lighting__25W MH SPOT | 25W MH SPOT | 25 | 25 | 586 | N/A
[21 empty] | Metal Halide Track Lighting_ | Metal Halide Track Lighting__35W MH SPOT | 35W MH SPOT | 35 | 44 | 587 | N/A
[21 empty] | Metal Halide Track Lighting_ | Metal Halide Track Lighting__39W MH SPOT | 39W MH SPOT | 39 | 47 | 588 | N/A
[21 empty] | Metal Halide Track Lighting_ | Metal Halide Track Lighting__50W MH SPOT | 50W MH SPOT | 50 | 60 | 589 | N/A
[21 empty] | Metal Halide Track Lighting_ | Metal Halide Track Lighting__70W MH SPOT | 70W MH SPOT | 70 | 80 | 590 | N/A
[21 empty] | Metal Halide Track Lighting_ | Metal Halide Track Lighting__100W MH SPOT | 100W MH SPOT | 100 | 111 | 591 | N/A
[21 empty] | Metal Halide Track Lighting_ | Metal Halide Track Lighting__150W MH SPOT | 150W MH SPOT | 150 | 162 | 592 | N/A
[20 empty] | HID <125 | Metal Halide Track Lighting_HID <125 | Metal Halide Track Lighting_HID <125_20W MH SPOT | 20W MH SPOT | 20 | 20 | 593 | N/A
[20 empty] | HID <125 | Metal Halide Track Lighting_HID <125 | Metal Halide Track Lighting_HID <125_25W MH SPOT | 25W MH SPOT | 25 | 25 | 594 | N/A
[20 empty] | HID <125 | Metal Halide Track Lighting_HID <125 | Metal Halide Track Lighting_HID <125_35W MH SPOT | 35W MH SPOT | 35 | 44 | 595 | N/A
[20 empty] | HID <125 | Metal Halide Track Lighting_HID <125 | Metal Halide Track Lighting_HID <125_39W MH SPOT | 39W MH SPOT | 39 | 47 | 596 | N/A
[20 empty] | HID >250 | Metal Halide Track Lighting_HID >250 | Metal Halide Track Lighting_HID >250_50W MH SPOT | 50W MH SPOT | 50 | 60 | 597 | N/A
[20 empty] | HID >250 | Metal Halide Track Lighting_HID >250 | Metal Halide Track Lighting_HID >250_70W MH SPOT | 70W MH SPOT | 70 | 80 | 598 | N/A
[20 empty] | HID >250 | Metal Halide Track Lighting_HID >250 | Metal Halide Track Lighting_HID >250_100W MH SPOT | 100W MH SPOT | 100 | 111 | 599 | N/A
[20 empty] | HID >250 | Metal Halide Track Lighting_HID >250 | Metal Halide Track Lighting_HID >250_150W MH SPOT | 150W MH SPOT | 150 | 162 | 600 | N/A
[20 empty] | HID 125-250 | Metal Halide Track Lighting_HID 125-250 | Metal Halide Track Lighting_HID 125-250_20W MH SPOT | 20W MH SPOT | 20 | 20 | 601 | N/A
[20 empty] | HID 125-250 | Metal Halide Track Lighting_HID 125-250 | Metal Halide Track Lighting_HID 125-250_25W MH SPOT | 25W MH SPOT | 25 | 25 | 602 | N/A
[20 empty] | HID 125-250 | Metal Halide Track Lighting_HID 125-250 | Metal Halide Track Lighting_HID 125-250_35W MH SPOT | 35W MH SPOT | 35 | 44 | 603 | N/A
[20 empty] | HID 125-250 | Metal Halide Track Lighting_HID 125-250 | Metal Halide Track Lighting_HID 125-250_39W MH SPOT | 39W MH SPOT | 39 | 47 | 604 | N/A
[20 empty] | HID 125-250 | Metal Halide Track Lighting_HID 125-250 | Metal Halide Track Lighting_HID 125-250_50W MH SPOT | 50W MH SPOT | 50 | 60 | 605 | N/A
[20 empty] | HID 125-250 | Metal Halide Track Lighting_HID 125-250 | Metal Halide Track Lighting_HID 125-250_70W MH SPOT | 70W MH SPOT | 70 | 80 | 606 | N/A
[20 empty] | HID 125-250 | Metal Halide Track Lighting_HID 125-250 | Metal Halide Track Lighting_HID 125-250_100W MH SPOT | 100W MH SPOT | 100 | 111 | 607 | N/A
[20 empty] | HID 125-250 | Metal Halide Track Lighting_HID 125-250 | Metal Halide Track Lighting_HID 125-250_150W MH SPOT | 150W MH SPOT | 150 | 162 | 608 | N/A
[21 empty] | Metal Halide_ | Metal Halide__---Metal Halide--- | ---Metal Halide--- |  |  | 609 | N/A
[21 empty] | Metal Halide_ | Metal Halide__32W MH | 32W MH | 32 | 40 | 610 | N/A
[21 empty] | Metal Halide_ | Metal Halide__50W MH | 50W MH | 50 | 65 | 611 | N/A
[21 empty] | Metal Halide_ | Metal Halide__70W MH | 70W MH | 70 | 95 | 612 | N/A
[21 empty] | Metal Halide_ | Metal Halide__100W MH | 100W MH | 100 | 120 | 613 | N/A
[21 empty] | Metal Halide_ | Metal Halide__150W MH | 150W MH | 150 | 190 | 614 | N/A
[21 empty] | Metal Halide_ | Metal Halide__175W MH | 175W MH | 175 | 205 | 615 | N/A
[21 empty] | Metal Halide_ | Metal Halide__250W MH | 250W MH | 250 | 295 | 616 | N/A
[21 empty] | Metal Halide_ | Metal Halide__360W MH | 360W MH | 360 | 430 | 617 | N/A
[21 empty] | Metal Halide_ | Metal Halide__400W MH | 400W MH | 400 | 455 | 618 | N/A
[21 empty] | Metal Halide_ | Metal Halide__750W MH | 750W MH | 750 | 825 | 619 | N/A
[21 empty] | Metal Halide_ | Metal Halide__1000W MH | 1000W MH | 1000 | 1075 | 620 | N/A
[21 empty] | Metal Halide_ | Metal Halide__1500W MH | 1500W MH | 1500 | 1615 | 621 | N/A
[21 empty] | Metal Halide_ | Metal Halide__1800W MH | 1800W MH | 1800 | 1875 | 622 | N/A
[21 empty] | Metal Halide_ | Metal Halide__150W MH EB | 150W MH EB | 150 | 160 | 623 | N/A
[21 empty] | Metal Halide_ | Metal Halide__200W MH EB | 200W MH EB | 200 | 215 | 624 | N/A
[21 empty] | Metal Halide_ | Metal Halide__250W MH EB | 250W MH EB | 250 | 270 | 625 | N/A
[21 empty] | Metal Halide_ | Metal Halide__320W MH EB | 320W MH EB | 320 | 345 | 626 | N/A
[21 empty] | Metal Halide_ | Metal Halide__350W MH EB | 350W MH EB | 350 | 375 | 627 | N/A
[21 empty] | Metal Halide_ | Metal Halide__400W MH EB | 400W MH EB | 400 | 430 | 628 | N/A
[21 empty] | Metal Halide_ | Metal Halide__450W MH EB | 450W MH EB | 450 | 480 | 629 | N/A
[20 empty] | HID <125 | Metal Halide_HID <125 | Metal Halide_HID <125_32W MH | 32W MH | 32 | 40 | 630 | N/A
[20 empty] | HID <125 | Metal Halide_HID <125 | Metal Halide_HID <125_50W MH | 50W MH | 50 | 65 | 631 | N/A
[20 empty] | HID <125 | Metal Halide_HID <125 | Metal Halide_HID <125_70W MH | 70W MH | 70 | 95 | 632 | N/A
[20 empty] | HID <125 | Metal Halide_HID <125 | Metal Halide_HID <125_100W MH | 100W MH | 100 | 120 | 633 | N/A
[20 empty] | HID >250 | Metal Halide_HID >250 | Metal Halide_HID >250_360W MH | 360W MH | 360 | 430 | 634 | N/A
[20 empty] | HID >250 | Metal Halide_HID >250 | Metal Halide_HID >250_400W MH | 400W MH | 400 | 455 | 635 | N/A
[20 empty] | HID >250 | Metal Halide_HID >250 | Metal Halide_HID >250_750W MH | 750W MH | 750 | 825 | 636 | N/A
[20 empty] | HID >250 | Metal Halide_HID >250 | Metal Halide_HID >250_1000W MH | 1000W MH | 1000 | 1075 | 637 | N/A
[20 empty] | HID >250 | Metal Halide_HID >250 | Metal Halide_HID >250_1500W MH | 1500W MH | 1500 | 1615 | 638 | N/A
[20 empty] | HID >250 | Metal Halide_HID >250 | Metal Halide_HID >250_1800W MH | 1800W MH | 1800 | 1875 | 639 | N/A
[20 empty] | HID >250 | Metal Halide_HID >250 | Metal Halide_HID >250_320W MH EB | 320W MH EB | 320 | 345 | 640 | N/A
[20 empty] | HID >250 | Metal Halide_HID >250 | Metal Halide_HID >250_350W MH EB | 350W MH EB | 350 | 375 | 641 | N/A
[20 empty] | HID >250 | Metal Halide_HID >250 | Metal Halide_HID >250_400W MH EB | 400W MH EB | 400 | 430 | 642 | N/A
[20 empty] | HID >250 | Metal Halide_HID >250 | Metal Halide_HID >250_450W MH EB | 450W MH EB | 400 | 480 | 643 | N/A
[20 empty] | HID 125-250 | Metal Halide_HID 125-250 | Metal Halide_HID 125-250_150W MH | 150W MH | 150 | 190 | 644 | N/A
[20 empty] | HID 125-250 | Metal Halide_HID 125-250 | Metal Halide_HID 125-250_175W MH | 175W MH | 175 | 205 | 645 | N/A
[20 empty] | HID 125-250 | Metal Halide_HID 125-250 | Metal Halide_HID 125-250_250W MH | 250W MH | 250 | 295 | 646 | N/A
[20 empty] | HID 125-250 | Metal Halide_HID 125-250 | Metal Halide_HID 125-250_150W MH EB | 150W MH EB | 150 | 160 | 647 | N/A
[20 empty] | HID 125-250 | Metal Halide_HID 125-250 | Metal Halide_HID 125-250_200W MH EB | 200W MH EB | 200 | 215 | 648 | N/A
[20 empty] | HID 125-250 | Metal Halide_HID 125-250 | Metal Halide_HID 125-250_250W MH EB | 250W MH EB | 250 | 270 | 649 | N/A
[21 empty] | PS Metal Halide_ | PS Metal Halide__---Pulse Start Metal Halide Lamp--- | ---Pulse Start Metal Halide Lamp--- |  |  | 650 | N/A
[21 empty] | PS Metal Halide_ | PS Metal Halide__100W MH Constant-Wattage Autotransformer | 100W MH Constant-Wattage Autotransformer | 100 | 128 | 651 | N/A
[21 empty] | PS Metal Halide_ | PS Metal Halide__100W MH Linear | 100W MH Linear | 100 | 118 | 652 | N/A
[21 empty] | PS Metal Halide_ | PS Metal Halide__150W MH Constant-Wattage Autotransformer | 150W MH Constant-Wattage Autotransformer | 150 | 190 | 653 | N/A
[21 empty] | PS Metal Halide_ | PS Metal Halide__150W MH Linear | 150W MH Linear | 150 | 172 | 654 | N/A
[21 empty] | PS Metal Halide_ | PS Metal Halide__175W MH Constant-Wattage Autotransformer | 175W MH Constant-Wattage Autotransformer | 175 | 208 | 655 | N/A
[21 empty] | PS Metal Halide_ | PS Metal Halide__175W MH Linear | 175W MH Linear | 175 | 190 | 656 | N/A
[21 empty] | PS Metal Halide_ | PS Metal Halide__200W MH Constant-Wattage Autotransformer | 200W MH Constant-Wattage Autotransformer | 200 | 232 | 657 | N/A
[21 empty] | PS Metal Halide_ | PS Metal Halide__200W MH Linear | 200W MH Linear | 200 | 218 | 658 | N/A
[21 empty] | PS Metal Halide_ | PS Metal Halide__250W MH Constant-Wattage Autotransformer | 250W MH Constant-Wattage Autotransformer | 250 | 288 | 659 | N/A
[21 empty] | PS Metal Halide_ | PS Metal Halide__250W MH Linear | 250W MH Linear | 250 | 265 | 660 | N/A
[21 empty] | PS Metal Halide_ | PS Metal Halide__300W MH Constant-Wattage Autotransformer | 300W MH Constant-Wattage Autotransformer | 300 | 342 | 661 | N/A
[21 empty] | PS Metal Halide_ | PS Metal Halide__300W MH Linear | 300W MH Linear | 300 | 324 | 662 | N/A
[21 empty] | PS Metal Halide_ | PS Metal Halide__320W MH Constant-Wattage Autotransformer | 320W MH Constant-Wattage Autotransformer | 320 | 365 | 663 | N/A
[21 empty] | PS Metal Halide_ | PS Metal Halide__320W MH Linear | 320W MH Linear | 320 | 345 | 664 | N/A
[21 empty] | PS Metal Halide_ | PS Metal Halide__350W MH Constant-Wattage Autotransformer | 350W MH Constant-Wattage Autotransformer | 350 | 400 | 665 | N/A
[21 empty] | PS Metal Halide_ | PS Metal Halide__350W MH Linear | 350W MH Linear | 350 | 375 | 666 | N/A
[21 empty] | PS Metal Halide_ | PS Metal Halide__400W MH Constant-Wattage Autotransformer | 400W MH Constant-Wattage Autotransformer | 400 | 455 | 667 | N/A
[21 empty] | PS Metal Halide_ | PS Metal Halide__400W MH Linear | 400W MH Linear | 400 | 430 | 668 | N/A
[21 empty] | PS Metal Halide_ | PS Metal Halide__450W MH Constant-Wattage Autotransformer | 450W MH Constant-Wattage Autotransformer | 450 | 508 | 669 | N/A
[21 empty] | PS Metal Halide_ | PS Metal Halide__450W MH Linear | 450W MH Linear | 450 | 480 | 670 | N/A
[21 empty] | PS Metal Halide_ | PS Metal Halide__750W MH Constant-Wattage Autotransformer | 750W MH Constant-Wattage Autotransformer | 750 | 815 | 671 | N/A
[21 empty] | PS Metal Halide_ | PS Metal Halide__750W MH Linear | 750W MH Linear | 750 | 805 | 672 | N/A
[21 empty] | PS Metal Halide_ | PS Metal Halide__1000W MH Constant-Wattage Autotransformer | 1000W MH Constant-Wattage Autotransformer | 1000 | 1080 | 673 | N/A
[20 empty] | HID <125 | PS Metal Halide_HID <125 | PS Metal Halide_HID <125_100W MH Constant-Wattage Autotransformer | 100W MH Constant-Wattage Autotransformer | 100 | 128 | 674 | N/A
[20 empty] | HID <125 | PS Metal Halide_HID <125 | PS Metal Halide_HID <125_100W MH Linear | 100W MH Linear | 100 | 118 | 675 | N/A
[20 empty] | HID >250 | PS Metal Halide_HID >250 | PS Metal Halide_HID >250_300W MH Constant-Wattage Autotransformer | 300W MH Constant-Wattage Autotransformer | 300 | 342 | 676 | N/A
[20 empty] | HID >250 | PS Metal Halide_HID >250 | PS Metal Halide_HID >250_300W MH Linear | 300W MH Linear | 300 | 324 | 677 | N/A
[20 empty] | HID >250 | PS Metal Halide_HID >250 | PS Metal Halide_HID >250_320W MH Constant-Wattage Autotransformer | 320W MH Constant-Wattage Autotransformer | 320 | 365 | 678 | N/A
[20 empty] | HID >250 | PS Metal Halide_HID >250 | PS Metal Halide_HID >250_320W MH Linear | 320W MH Linear | 320 | 345 | 679 | N/A
[20 empty] | HID >250 | PS Metal Halide_HID >250 | PS Metal Halide_HID >250_350W MH Constant-Wattage Autotransformer | 350W MH Constant-Wattage Autotransformer | 350 | 400 | 680 | N/A
[20 empty] | HID >250 | PS Metal Halide_HID >250 | PS Metal Halide_HID >250_350W MH Linear | 350W MH Linear | 350 | 375 | 681 | N/A
[20 empty] | HID >250 | PS Metal Halide_HID >250 | PS Metal Halide_HID >250_400W MH Constant-Wattage Autotransformer | 400W MH Constant-Wattage Autotransformer | 400 | 455 | 682 | N/A
[20 empty] | HID >250 | PS Metal Halide_HID >250 | PS Metal Halide_HID >250_400W MH Linear | 400W MH Linear | 400 | 430 | 683 | N/A
[20 empty] | HID >250 | PS Metal Halide_HID >250 | PS Metal Halide_HID >250_450W MH Constant-Wattage Autotransformer | 450W MH Constant-Wattage Autotransformer | 450 | 508 | 684 | N/A
[20 empty] | HID >250 | PS Metal Halide_HID >250 | PS Metal Halide_HID >250_450W MH Linear | 450W MH Linear | 450 | 480 | 685 | N/A
[20 empty] | HID >250 | PS Metal Halide_HID >250 | PS Metal Halide_HID >250_750W MH Constant-Wattage Autotransformer | 750W MH Constant-Wattage Autotransformer | 750 | 815 | 686 | N/A
[20 empty] | HID >250 | PS Metal Halide_HID >250 | PS Metal Halide_HID >250_750W MH Linear | 750W MH Linear | 750 | 805 | 687 | N/A
[20 empty] | HID >250 | PS Metal Halide_HID >250 | PS Metal Halide_HID >250_1000W MH Constant-Wattage Autotransformer | 1000W MH Constant-Wattage Autotransformer | 1000 | 1080 | 688 | N/A
[20 empty] | HID 125-250 | PS Metal Halide_HID 125-250 | PS Metal Halide_HID 125-250_150W MH Constant-Wattage Autotransformer | 150W MH Constant-Wattage Autotransformer | 150 | 190 | 689 | N/A
[20 empty] | HID 125-250 | PS Metal Halide_HID 125-250 | PS Metal Halide_HID 125-250_150W MH Linear | 150W MH Linear | 150 | 172 | 690 | N/A
[20 empty] | HID 125-250 | PS Metal Halide_HID 125-250 | PS Metal Halide_HID 125-250_175W MH Constant-Wattage Autotransformer | 175W MH Constant-Wattage Autotransformer | 175 | 208 | 691 | N/A
[20 empty] | HID 125-250 | PS Metal Halide_HID 125-250 | PS Metal Halide_HID 125-250_175W MH Linear | 175W MH Linear | 175 | 190 | 692 | N/A
[20 empty] | HID 125-250 | PS Metal Halide_HID 125-250 | PS Metal Halide_HID 125-250_200W MH Constant-Wattage Autotransformer | 200W MH Constant-Wattage Autotransformer | 200 | 232 | 693 | N/A
[20 empty] | HID 125-250 | PS Metal Halide_HID 125-250 | PS Metal Halide_HID 125-250_200W MH Linear | 200W MH Linear | 200 | 218 | 694 | N/A
[20 empty] | HID 125-250 | PS Metal Halide_HID 125-250 | PS Metal Halide_HID 125-250_250W MH Constant-Wattage Autotransformer | 250W MH Constant-Wattage Autotransformer | 250 | 288 | 695 | N/A
[20 empty] | HID 125-250 | PS Metal Halide_HID 125-250 | PS Metal Halide_HID 125-250_250W MH Linear | 250W MH Linear | 250 | 265 | 696 | N/A
[21 empty] | Refrigerated Case Lighting_ | Refrigerated Case Lighting__---Refrigerated Case Lighting--- | ---Refrigerated Case Lighting--- |  |  | 697 | N/A
[20 empty] | 4ft_RLC | Refrigerated Case Lighting_4ft_RLC | Refrigerated Case Lighting_4ft_RLC_Refrigerated Case 4ft T8 Replacement | Refrigerated Case 4ft T8 Replacement | 15.2 | 60.8 | 698 | N/A
[20 empty] | 4ft_RLC | Refrigerated Case Lighting_4ft_RLC | Refrigerated Case Lighting_4ft_RLC_Refrigerated Case 4ft T12 HO Replacement | Refrigerated Case 4ft T12 HO Replacement | 18.7 | 74.8 | 699 | N/A
[20 empty] | 5ft_RLC | Refrigerated Case Lighting_5ft_RLC | Refrigerated Case Lighting_5ft_RLC_Refrigerated Case 5ft T8 Replacement | Refrigerated Case 5ft T8 Replacement | 15.2 | 76 | 700 | N/A
[20 empty] | 5ft_RLC | Refrigerated Case Lighting_5ft_RLC | Refrigerated Case Lighting_5ft_RLC_Refrigerated Case 5ft T12 HO Replacement | Refrigerated Case 5ft T12 HO Replacement | 18.7 | 93.5 | 701 | N/A
[20 empty] | 6ft_RLC | Refrigerated Case Lighting_6ft_RLC | Refrigerated Case Lighting_6ft_RLC_Refrigerated Case 6ft T8 Replacement | Refrigerated Case 6ft T8 Replacement | 15.2 | 91.2 | 702 | N/A
[20 empty] | 6ft_RLC | Refrigerated Case Lighting_6ft_RLC | Refrigerated Case Lighting_6ft_RLC_Refrigerated Case 6ft T12 HO Replacement | Refrigerated Case 6ft T12 HO Replacement | 18.7 | 112.6 | 703 | N/A
[20 empty] | P/C_RLC | Refrigerated Case Lighting_P/C_RLC | Refrigerated Case Lighting_P/C_RLC_Refrigerated Case 4ft T8 Replacement | Refrigerated Case 4ft T8 Replacement | 15.2 | 60.8 | 704 | N/A
[20 empty] | P/C_RLC | Refrigerated Case Lighting_P/C_RLC | Refrigerated Case Lighting_P/C_RLC_Refrigerated Case 4ft T12 HO Replacement | Refrigerated Case 4ft T12 HO Replacement | 18.7 | 74.8 | 705 | N/A
[20 empty] | P/C_RLC | Refrigerated Case Lighting_P/C_RLC | Refrigerated Case Lighting_P/C_RLC_Refrigerated Case 5ft T8 Replacement | Refrigerated Case 5ft T8 Replacement | 15.2 | 76 | 706 | N/A
[20 empty] | P/C_RLC | Refrigerated Case Lighting_P/C_RLC | Refrigerated Case Lighting_P/C_RLC_Refrigerated Case 5ft T12 HO Replacement | Refrigerated Case 5ft T12 HO Replacement | 18.7 | 93.5 | 707 | N/A
[20 empty] | P/C_RLC | Refrigerated Case Lighting_P/C_RLC | Refrigerated Case Lighting_P/C_RLC_Refrigerated Case 6ft T8 Replacement | Refrigerated Case 6ft T8 Replacement | 15.2 | 91.2 | 708 | N/A
[20 empty] | P/C_RLC | Refrigerated Case Lighting_P/C_RLC | Refrigerated Case Lighting_P/C_RLC_Refrigerated Case 6ft T12 HO Replacement | Refrigerated Case 6ft T12 HO Replacement | 18.7 | 112.6 | 709 | N/A
[21 empty] | T12 U-Bend_ | T12 U-Bend__1 Lamp U-Bend F48 T12 Energy Efficient Lamp/ Standard Ballast | 1 Lamp U-Bend F48 T12 Energy Efficient Lamp/ Standard Ballast |  | 50 | 710 | 1
[21 empty] | T12 U-Bend_ | T12 U-Bend__1 Lamp U-Bend F48 T12/ Standard Ballast | 1 Lamp U-Bend F48 T12/ Standard Ballast |  | 60 | 711 | 1
[21 empty] | T12 U-Bend_ | T12 U-Bend__2 Lamp U-Bend F48 T12 Energy Efficient Lamp/ Standard Ballast | 2 Lamp U-Bend F48 T12 Energy Efficient Lamp/ Standard Ballast |  | 82 | 712 | 2
[21 empty] | T12 U-Bend_ | T12 U-Bend__2 Lamp U-Bend F48 T12/ Standard Ballast | 2 Lamp U-Bend F48 T12/ Standard Ballast |  | 102 | 713 | 2
[21 empty] | T12 U-Bend_ | T12 U-Bend__3 Lamp U-Bend F48 T12 Energy Efficient Lamp/ Standard Ballast | 3 Lamp U-Bend F48 T12 Energy Efficient Lamp/ Standard Ballast |  | 132 | 714 | 3
[21 empty] | T12 U-Bend_ | T12 U-Bend__3 Lamp U-Bend F48 T12/ Standard Ballast | 3 Lamp U-Bend F48 T12/ Standard Ballast |  | 162 | 715 | 3
[21 empty] | T12 U-Bend_ | T12 U-Bend__4 Lamp U-Bend F48 T12 Energy Efficient Lamp/ Standard Ballast | 4 Lamp U-Bend F48 T12 Energy Efficient Lamp/ Standard Ballast |  | 164 | 716 | 4
[21 empty] | T12 U-Bend_ | T12 U-Bend__1 Lamp U-Bend F48 HO/ Energy Efficient Lamp/ Standard Ballast | 1 Lamp U-Bend F48 HO/ Energy Efficient Lamp/ Standard Ballast |  | 80 | 717 | 1
[21 empty] | T12 U-Bend_ | T12 U-Bend__1 Lamp U-Bend F48 HO/ Standard Lamp/ Standard Ballast | 1 Lamp U-Bend F48 HO/ Standard Lamp/ Standard Ballast |  | 85 | 718 | 1
[21 empty] | T12 U-Bend_ | T12 U-Bend__2 Lamp U-Bend F48 HO/ Energy Efficient Lamp/ Standard Ballast | 2 Lamp U-Bend F48 HO/ Energy Efficient Lamp/ Standard Ballast |  | 135 | 719 | 2
[21 empty] | T12 U-Bend_ | T12 U-Bend__2 Lamp U-Bend F48 HO/ Standard Lamp/ Standard Ballast | 2 Lamp U-Bend F48 HO/ Standard Lamp/ Standard Ballast |  | 145 | 720 | 2
[21 empty] | T12 U-Bend_ | T12 U-Bend__3 Lamp U-Bend F48 HO/ Energy Efficient Lamp/ Standard Ballast | 3 Lamp U-Bend F48 HO/ Energy Efficient Lamp/ Standard Ballast |  | 215 | 721 | 3
[21 empty] | T12 U-Bend_ | T12 U-Bend__3 Lamp U-Bend F48 HO/ Standard Lamp/ Standard Ballast | 3 Lamp U-Bend F48 HO/ Standard Lamp/ Standard Ballast |  | 230 | 722 | 3
[21 empty] | T12 U-Bend_ | T12 U-Bend__4 Lamp U-Bend F48 HO/ Energy Efficient Lamp/ Standard Ballast | 4 Lamp U-Bend F48 HO/ Energy Efficient Lamp/ Standard Ballast |  | 270 | 723 | 4
[21 empty] | T12 U-Bend_ | T12 U-Bend__4 Lamp U-Bend F48 HO/ Standard Lamp/ Standard Ballast | 4 Lamp U-Bend F48 HO/ Standard Lamp/ Standard Ballast |  | 290 | 724 | 4
[21 empty] | T12 U-Bend_ | T12 U-Bend__1 Lamp U-Bend F48 Very HO/ Energy Efficient Lamp/ Standard Ballast | 1 Lamp U-Bend F48 Very HO/ Energy Efficient Lamp/ Standard Ballast |  | 123 | 725 | 1
[21 empty] | T12 U-Bend_ | T12 U-Bend__1 Lamp U-Bend F48 Very HO/ Standard Lamp/ Standard Ballast | 1 Lamp U-Bend F48 Very HO/ Standard Lamp/ Standard Ballast |  | 138 | 726 | 1
[21 empty] | T12 U-Bend_ | T12 U-Bend__2 Lamp U-Bend F48 Very HO/ Energy Efficient Lamp/ Standard Ballast | 2 Lamp U-Bend F48 Very HO/ Energy Efficient Lamp/ Standard Ballast |  | 210 | 727 | 2
[21 empty] | T12 U-Bend_ | T12 U-Bend__2 Lamp U-Bend F48 Very HO/ Standard Lamp/ Standard Ballast | 2 Lamp U-Bend F48 Very HO/ Standard Lamp/ Standard Ballast |  | 240 | 728 | 2
[21 empty] | T12 U-Bend_ | T12 U-Bend__3 Lamp U-Bend F48 Very HO/ Energy Efficient Lamp/ Standard Ballast | 3 Lamp U-Bend F48 Very HO/ Energy Efficient Lamp/ Standard Ballast |  | 333 | 729 | 3
[21 empty] | T12 U-Bend_ | T12 U-Bend__3 Lamp U-Bend F48 Very HO/ Standard Lamp/ Standard Ballast | 3 Lamp U-Bend F48 Very HO/ Standard Lamp/ Standard Ballast |  | 378 | 730 | 3
[21 empty] | T12 U-Bend_ | T12 U-Bend__4 Lamp U-Bend F48 Very HO/ Energy Efficient Lamp/ Standard Ballast | 4 Lamp U-Bend F48 Very HO/ Energy Efficient Lamp/ Standard Ballast |  | 420 | 731 | 4
[21 empty] | T12 U-Bend_ | T12 U-Bend__4 Lamp U-Bend F48 Very HO/ Standard Lamp/ Standard Ballast | 4 Lamp U-Bend F48 Very HO/ Standard Lamp/ Standard Ballast |  | 480 | 732 | 4
[21 empty] | T12 U-Bend_ | T12 U-Bend__1 Lamp U-Bend Energy Efficient Lamp/ Electronic Ballast | 1 Lamp U-Bend Energy Efficient Lamp/ Electronic Ballast |  | 38 | 733 | 1
[21 empty] | T12 U-Bend_ | T12 U-Bend__1 Lamp U-Bend Energy Efficient Lamp/ Energy Efficient Magnetic | 1 Lamp U-Bend Energy Efficient Lamp/ Energy Efficient Magnetic |  | 40 | 734 | 1
[21 empty] | T12 U-Bend_ | T12 U-Bend__1 Lamp U-Bend Energy Efficient Lamp/ Standard Ballast | 1 Lamp U-Bend Energy Efficient Lamp/ Standard Ballast |  | 50 | 735 | 1
[21 empty] | T12 U-Bend_ | T12 U-Bend__1 Lamp U-Bend Standard Lamp/ Electronic Ballast | 1 Lamp U-Bend Standard Lamp/ Electronic Ballast |  | 46 | 736 | 1
[21 empty] | T12 U-Bend_ | T12 U-Bend__1 Lamp U-Bend Standard Lamp/ Energy Efficient Magnetic | 1 Lamp U-Bend Standard Lamp/ Energy Efficient Magnetic |  | 50 | 737 | 1
[21 empty] | T12 U-Bend_ | T12 U-Bend__1 Lamp U-Bend Standard Lamp/ Standard Ballast | 1 Lamp U-Bend Standard Lamp/ Standard Ballast |  | 57 | 738 | 1
[21 empty] | T12 U-Bend_ | T12 U-Bend__2 Lamp U-Bend Energy Efficient Lamp/ Electronic Ballast | 2 Lamp U-Bend Energy Efficient Lamp/ Electronic Ballast |  | 60 | 739 | 2
[21 empty] | T12 U-Bend_ | T12 U-Bend__2 Lamp U-Bend Energy Efficient Lamp/ Energy Efficient Magnetic | 2 Lamp U-Bend Energy Efficient Lamp/ Energy Efficient Magnetic |  | 70 | 740 | 2
[21 empty] | T12 U-Bend_ | T12 U-Bend__2 Lamp U-Bend Energy Efficient Lamp/ Standard Ballast | 2 Lamp U-Bend Energy Efficient Lamp/ Standard Ballast |  | 80 | 741 | 2
[21 empty] | T12 U-Bend_ | T12 U-Bend__2 Lamp U-Bend Standard Lamp/ Electronic Ballast | 2 Lamp U-Bend Standard Lamp/ Electronic Ballast |  | 72 | 742 | 2
[21 empty] | T12 U-Bend_ | T12 U-Bend__2 Lamp U-Bend Standard Lamp/ Energy Efficient Magnetic | 2 Lamp U-Bend Standard Lamp/ Energy Efficient Magnetic |  | 86 | 743 | 2
[21 empty] | T12 U-Bend_ | T12 U-Bend__2 Lamp U-Bend Standard Lamp/ Standard Ballast | 2 Lamp U-Bend Standard Lamp/ Standard Ballast |  | 94 | 744 | 2
[21 empty] | T12 U-Bend_ | T12 U-Bend__3 Lamp U-Bend Energy Efficient Lamp/ Electronic Ballast | 3 Lamp U-Bend Energy Efficient Lamp/ Electronic Ballast |  | 90 | 745 | 3
[21 empty] | T12 U-Bend_ | T12 U-Bend__3 Lamp U-Bend Energy Efficient Lamp/ Energy Efficient Magnetic | 3 Lamp U-Bend Energy Efficient Lamp/ Energy Efficient Magnetic |  | 110 | 746 | 3
[21 empty] | T12 U-Bend_ | T12 U-Bend__3 Lamp U-Bend Energy Efficient Lamp/ Standard Ballast | 3 Lamp U-Bend Energy Efficient Lamp/ Standard Ballast |  | 130 | 747 | 3
[21 empty] | T12 U-Bend_ | T12 U-Bend__3 Lamp U-Bend Standard Lamp/ Electronic Ballast | 3 Lamp U-Bend Standard Lamp/ Electronic Ballast |  | 110 | 748 | 3
[21 empty] | T12 U-Bend_ | T12 U-Bend__3 Lamp U-Bend Standard Lamp/ Energy Efficient Magnetic | 3 Lamp U-Bend Standard Lamp/ Energy Efficient Magnetic |  | 136 | 749 | 3
[21 empty] | T12 U-Bend_ | T12 U-Bend__3 Lamp U-Bend Standard Lamp/ Standard Ballast | 3 Lamp U-Bend Standard Lamp/ Standard Ballast |  | 151 | 750 | 3
[21 empty] | T12 U-Bend_ | T12 U-Bend__4 Lamp U-Bend Energy Efficient Lamp/ Electronic Ballast | 4 Lamp U-Bend Energy Efficient Lamp/ Electronic Ballast |  | 120 | 751 | 4
[21 empty] | T12 U-Bend_ | T12 U-Bend__4 Lamp U-Bend Energy Efficient Lamp/ Energy Efficient Magnetic | 4 Lamp U-Bend Energy Efficient Lamp/ Energy Efficient Magnetic |  | 140 | 752 | 4
[21 empty] | T12 U-Bend_ | T12 U-Bend__4 Lamp U-Bend Energy Efficient Lamp/ Standard Ballast | 4 Lamp U-Bend Energy Efficient Lamp/ Standard Ballast |  | 160 | 753 | 4
[21 empty] | T12 U-Bend_ | T12 U-Bend__4 Lamp U-Bend Standard Lamp/ Electronic Ballast | 4 Lamp U-Bend Standard Lamp/ Electronic Ballast |  | 144 | 754 | 4
[21 empty] | T12 U-Bend_ | T12 U-Bend__4 Lamp U-Bend Standard Lamp/ Energy Efficient Magnetic | 4 Lamp U-Bend Standard Lamp/ Energy Efficient Magnetic |  | 172 | 755 | 4
[21 empty] | T12 U-Bend_ | T12 U-Bend__4 Lamp U-Bend Standard Lamp/ Standard Ballast | 4 Lamp U-Bend Standard Lamp/ Standard Ballast |  | 188 | 756 | 4
[21 empty] | T12 U-Bend_ | T12 U-Bend__6 Lamp U-Bend Standard Lamp/ Standard Ballast | 6 Lamp U-Bend Standard Lamp/ Standard Ballast |  | 282 | 757 | 6
[21 empty] | T12_ | T12__---T12--- | ---T12--- |  |  | 758 | N/A
[21 empty] | T12_ | T12__2 Lamp 2' 20W T12/ High Power Ballast Factor | 2 Lamp 2' 20W T12/ High Power Ballast Factor |  | 56 | 759 | 2
[21 empty] | T12_ | T12__2 Lamp 2' 24W T12 HO/ Standard Lamp/ Standard Ballast | 2 Lamp 2' 24W T12 HO/ Standard Lamp/ Standard Ballast |  | 85 | 760 | 2
[21 empty] | T12_ | T12__1 Lamp 3' 30W T12 Energy Efficient Lamp/ Energy Efficient Magnetic | 1 Lamp 3' 30W T12 Energy Efficient Lamp/ Energy Efficient Magnetic |  | 38 | 761 | 1
[21 empty] | T12_ | T12__1 Lamp 3' 30W T12 Energy Efficient Lamp/ Standard Ballast | 1 Lamp 3' 30W T12 Energy Efficient Lamp/ Standard Ballast |  | 42 | 762 | 1
[21 empty] | T12_ | T12__1 Lamp 3' 30W T12 Standard Lamp/ Standard Ballast | 1 Lamp 3' 30W T12 Standard Lamp/ Standard Ballast |  | 46 | 763 | 1
[21 empty] | T12_ | T12__2 Lamp 3' 30W T12 Energy Efficient Lamp/ Electronic Ballast | 2 Lamp 3' 30W T12 Energy Efficient Lamp/ Electronic Ballast |  | 49 | 764 | 2
[21 empty] | T12_ | T12__2 Lamp 3' 30W T12 Energy Efficient Lamp/ Energy Efficient Magnetic | 2 Lamp 3' 30W T12 Energy Efficient Lamp/ Energy Efficient Magnetic |  | 66 | 765 | 2
[21 empty] | T12_ | T12__2 Lamp 3' 30W T12 Energy Efficient Lamp/ Standard Ballast | 2 Lamp 3' 30W T12 Energy Efficient Lamp/ Standard Ballast |  | 73 | 766 | 2
[21 empty] | T12_ | T12__2 Lamp 3' 30W T12 Standard Lamp/ Standard Ballast | 2 Lamp 3' 30W T12 Standard Lamp/ Standard Ballast |  | 80 | 767 | 2
[21 empty] | T12_ | T12__3 Lamp 3' 30W T12 Standard Lamp/ Standard Ballast | 3 Lamp 3' 30W T12 Standard Lamp/ Standard Ballast |  | 140 | 768 | 3
[21 empty] | T12_ | T12__3 Lamp 3' 30W T12 Energy Efficient Lamp/ Standard Ballast | 3 Lamp 3' 30W T12 Energy Efficient Lamp/ Standard Ballast |  | 127 | 769 | 3
[21 empty] | T12_ | T12__1 Lamp 4’ F48 T12 Energy Efficient Lamp/ Standard Ballast | 1 Lamp 4’ F48 T12 Energy Efficient Lamp/ Standard Ballast |  | 50 | 770 | 1
[21 empty] | T12_ | T12__1 Lamp 4’ F48 T12/ Standard Ballast | 1 Lamp 4’ F48 T12/ Standard Ballast |  | 60 | 771 | 1
[21 empty] | T12_ | T12__2 Lamp 4’ F48 T12 Energy Efficient Lamp/ Standard Ballast | 2 Lamp 4’ F48 T12 Energy Efficient Lamp/ Standard Ballast |  | 82 | 772 | 2
[21 empty] | T12_ | T12__2 Lamp 4’ F48 T12/ Standard Ballast | 2 Lamp 4’ F48 T12/ Standard Ballast |  | 102 | 773 | 2
[21 empty] | T12_ | T12__3 Lamp 4’ F48 T12 Energy Efficient Lamp/ Standard Ballast | 3 Lamp 4’ F48 T12 Energy Efficient Lamp/ Standard Ballast |  | 132 | 774 | 3
[21 empty] | T12_ | T12__3 Lamp 4’ F48 T12/ Standard Ballast | 3 Lamp 4’ F48 T12/ Standard Ballast |  | 162 | 775 | 3
[21 empty] | T12_ | T12__4 Lamp 4’ F48 T12 Energy Efficient Lamp/ Standard Ballast | 4 Lamp 4’ F48 T12 Energy Efficient Lamp/ Standard Ballast |  | 164 | 776 | 4
[21 empty] | T12_ | T12__1 Lamp 5’ T12 HO/ Standard Lamp/ Energy Efficient Magnetic | 1 Lamp 5’ T12 HO/ Standard Lamp/ Energy Efficient Magnetic |  | 135 | 777 | 1
[21 empty] | T12_ | T12__1 Lamp 4’ F48 HO/ Energy Efficient Lamp/ Standard Ballast | 1 Lamp 4’ F48 HO/ Energy Efficient Lamp/ Standard Ballast |  | 80 | 778 | 1
[21 empty] | T12_ | T12__1 Lamp 4’ F48 HO/ Standard Lamp/ Standard Ballast | 1 Lamp 4’ F48 HO/ Standard Lamp/ Standard Ballast |  | 85 | 779 | 1
[21 empty] | T12_ | T12__2 Lamp 4’ F48 HO/ Energy Efficient Lamp/ Standard Ballast | 2 Lamp 4’ F48 HO/ Energy Efficient Lamp/ Standard Ballast |  | 135 | 780 | 2
[21 empty] | T12_ | T12__2 Lamp 4’ F48 HO/ Standard Lamp/ Standard Ballast | 2 Lamp 4’ F48 HO/ Standard Lamp/ Standard Ballast |  | 145 | 781 | 2
[21 empty] | T12_ | T12__3 Lamp 4’ F48 HO/ Energy Efficient Lamp/ Standard Ballast | 3 Lamp 4’ F48 HO/ Energy Efficient Lamp/ Standard Ballast |  | 215 | 782 | 3
[21 empty] | T12_ | T12__3 Lamp 4’ F48 HO/ Standard Lamp/ Standard Ballast | 3 Lamp 4’ F48 HO/ Standard Lamp/ Standard Ballast |  | 230 | 783 | 3
[21 empty] | T12_ | T12__4 Lamp 4’ F48 HO/ Energy Efficient Lamp/ Standard Ballast | 4 Lamp 4’ F48 HO/ Energy Efficient Lamp/ Standard Ballast |  | 270 | 784 | 4
[21 empty] | T12_ | T12__4 Lamp 4’ F48 HO/ Standard Lamp/ Standard Ballast | 4 Lamp 4’ F48 HO/ Standard Lamp/ Standard Ballast |  | 290 | 785 | 4
[21 empty] | T12_ | T12__1 Lamp 4’ F48 Very HO/ Energy Efficient Lamp/ Standard Ballast | 1 Lamp 4’ F48 Very HO/ Energy Efficient Lamp/ Standard Ballast |  | 123 | 786 | 1
[21 empty] | T12_ | T12__1 Lamp 4’ F48 Very HO/ Standard Lamp/ Standard Ballast | 1 Lamp 4’ F48 Very HO/ Standard Lamp/ Standard Ballast |  | 138 | 787 | 1
[21 empty] | T12_ | T12__2 Lamp 4’ F48 Very HO/ Energy Efficient Lamp/ Standard Ballast | 2 Lamp 4’ F48 Very HO/ Energy Efficient Lamp/ Standard Ballast |  | 210 | 788 | 2
[21 empty] | T12_ | T12__2 Lamp 4’ F48 Very HO/ Standard Lamp/ Standard Ballast | 2 Lamp 4’ F48 Very HO/ Standard Lamp/ Standard Ballast |  | 240 | 789 | 2
[21 empty] | T12_ | T12__3 Lamp 4’ F48 Very HO/ Energy Efficient Lamp/ Standard Ballast | 3 Lamp 4’ F48 Very HO/ Energy Efficient Lamp/ Standard Ballast |  | 333 | 790 | 3
[21 empty] | T12_ | T12__3 Lamp 4’ F48 Very HO/ Standard Lamp/ Standard Ballast | 3 Lamp 4’ F48 Very HO/ Standard Lamp/ Standard Ballast |  | 378 | 791 | 3
[21 empty] | T12_ | T12__4 Lamp 4’ F48 Very HO/ Energy Efficient Lamp/ Standard Ballast | 4 Lamp 4’ F48 Very HO/ Energy Efficient Lamp/ Standard Ballast |  | 420 | 792 | 4
[21 empty] | T12_ | T12__4 Lamp 4’ F48 Very HO/ Standard Lamp/ Standard Ballast | 4 Lamp 4’ F48 Very HO/ Standard Lamp/ Standard Ballast |  | 480 | 793 | 4
[21 empty] | T12_ | T12__1 Lamp 6’ F72 HO/ Standard Lamp/ Standard Ballast | 1 Lamp 6’ F72 HO/ Standard Lamp/ Standard Ballast |  | 113 | 794 | 1
[21 empty] | T12_ | T12__2 Lamp 6’ F72 HO/ Standard Lamp/ Energy Efficient Magnetic | 2 Lamp 6’ F72 HO/ Standard Lamp/ Energy Efficient Magnetic |  | 193 | 795 | 2
[21 empty] | T12_ | T12__2 Lamp 6’ F72 HO/ Standard Ballast | 2 Lamp 6’ F72 HO/ Standard Ballast |  | 195 | 796 | 2
[21 empty] | T12_ | T12__1 Lamp 4’ Energy Efficient Lamp/ Electronic Ballast | 1 Lamp 4’ Energy Efficient Lamp/ Electronic Ballast |  | 38 | 797 | 1
[21 empty] | T12_ | T12__1 Lamp 4’ Energy Efficient Lamp/ Energy Efficient Magnetic | 1 Lamp 4’ Energy Efficient Lamp/ Energy Efficient Magnetic |  | 40 | 798 | 1
[21 empty] | T12_ | T12__1 Lamp 4’ Energy Efficient Lamp/ Standard Ballast | 1 Lamp 4’ Energy Efficient Lamp/ Standard Ballast |  | 50 | 799 | 1
[21 empty] | T12_ | T12__1 Lamp 4’ Standard Lamp/ Electronic Ballast | 1 Lamp 4’ Standard Lamp/ Electronic Ballast |  | 46 | 800 | 1
[21 empty] | T12_ | T12__1 Lamp 4’ Standard Lamp/ Energy Efficient Magnetic | 1 Lamp 4’ Standard Lamp/ Energy Efficient Magnetic |  | 50 | 801 | 1
[21 empty] | T12_ | T12__1 Lamp 4’ Standard Lamp/ Standard Ballast | 1 Lamp 4’ Standard Lamp/ Standard Ballast |  | 57 | 802 | 1
[21 empty] | T12_ | T12__2 Lamp 4’ Energy Efficient Lamp/ Electronic Ballast | 2 Lamp 4’ Energy Efficient Lamp/ Electronic Ballast |  | 60 | 803 | 2
[21 empty] | T12_ | T12__2 Lamp 4’ Energy Efficient Lamp/ Energy Efficient Magnetic | 2 Lamp 4’ Energy Efficient Lamp/ Energy Efficient Magnetic |  | 70 | 804 | 2
[21 empty] | T12_ | T12__2 Lamp 4’ Energy Efficient Lamp/ Standard Ballast | 2 Lamp 4’ Energy Efficient Lamp/ Standard Ballast |  | 80 | 805 | 2
[21 empty] | T12_ | T12__2 Lamp 4’ Standard Lamp/ Electronic Ballast | 2 Lamp 4’ Standard Lamp/ Electronic Ballast |  | 72 | 806 | 2
[21 empty] | T12_ | T12__2 Lamp 4’ Standard Lamp/ Energy Efficient Magnetic | 2 Lamp 4’ Standard Lamp/ Energy Efficient Magnetic |  | 86 | 807 | 2
[21 empty] | T12_ | T12__2 Lamp 4’ Standard Lamp/ Standard Ballast | 2 Lamp 4’ Standard Lamp/ Standard Ballast |  | 94 | 808 | 2
[21 empty] | T12_ | T12__3 Lamp 4’ Energy Efficient Lamp/ Electronic Ballast | 3 Lamp 4’ Energy Efficient Lamp/ Electronic Ballast |  | 90 | 809 | 3
[21 empty] | T12_ | T12__3 Lamp 4’ Energy Efficient Lamp/ Energy Efficient Magnetic | 3 Lamp 4’ Energy Efficient Lamp/ Energy Efficient Magnetic |  | 110 | 810 | 3
[21 empty] | T12_ | T12__3 Lamp 4’ Energy Efficient Lamp/ Standard Ballast | 3 Lamp 4’ Energy Efficient Lamp/ Standard Ballast |  | 130 | 811 | 3
[21 empty] | T12_ | T12__3 Lamp 4’ Standard Lamp/ Electronic Ballast | 3 Lamp 4’ Standard Lamp/ Electronic Ballast |  | 110 | 812 | 3
[21 empty] | T12_ | T12__3 Lamp 4’ Standard Lamp/ Energy Efficient Magnetic | 3 Lamp 4’ Standard Lamp/ Energy Efficient Magnetic |  | 136 | 813 | 3
[21 empty] | T12_ | T12__3 Lamp 4’ Standard Lamp/ Standard Ballast | 3 Lamp 4’ Standard Lamp/ Standard Ballast |  | 151 | 814 | 3
[21 empty] | T12_ | T12__4 Lamp 4’ Energy Efficient Lamp/ Electronic Ballast | 4 Lamp 4’ Energy Efficient Lamp/ Electronic Ballast |  | 120 | 815 | 4
[21 empty] | T12_ | T12__4 Lamp 4’ Energy Efficient Lamp/ Energy Efficient Magnetic | 4 Lamp 4’ Energy Efficient Lamp/ Energy Efficient Magnetic |  | 140 | 816 | 4
[21 empty] | T12_ | T12__4 Lamp 4’ Energy Efficient Lamp/ Standard Ballast | 4 Lamp 4’ Energy Efficient Lamp/ Standard Ballast |  | 160 | 817 | 4
[21 empty] | T12_ | T12__4 Lamp 4’ Standard Lamp/ Electronic Ballast | 4 Lamp 4’ Standard Lamp/ Electronic Ballast |  | 144 | 818 | 4
[21 empty] | T12_ | T12__4 Lamp 4’ Standard Lamp/ Energy Efficient Magnetic | 4 Lamp 4’ Standard Lamp/ Energy Efficient Magnetic |  | 172 | 819 | 4
[21 empty] | T12_ | T12__4 Lamp 4’ Standard Lamp/ Standard Ballast | 4 Lamp 4’ Standard Lamp/ Standard Ballast |  | 188 | 820 | 4
[21 empty] | T12_ | T12__6 Lamp 4’ Standard Lamp/ Standard Ballast | 6 Lamp 4’ Standard Lamp/ Standard Ballast |  | 282 | 821 | 6
[21 empty] | T12_ | T12__1 Lamp 6’ Standard Lamp/ Energy Efficient Magnetic | 1 Lamp 6’ Standard Lamp/ Energy Efficient Magnetic |  | 80 | 822 | 1
[21 empty] | T12_ | T12__1 Lamp 6’ Standard Lamp/ Standard Ballast | 1 Lamp 6’ Standard Lamp/ Standard Ballast |  | 95 | 823 | 1
[21 empty] | T12_ | T12__2 Lamp 6’ Standard Lamp/ Energy Efficient Magnetic | 2 Lamp 6’ Standard Lamp/ Energy Efficient Magnetic |  | 135 | 824 | 2
[21 empty] | T12_ | T12__2 Lamp 6’ Standard Lamp/ Standard Ballast | 2 Lamp 6’ Standard Lamp/ Standard Ballast |  | 173 | 825 | 2
[21 empty] | T12_ | T12__1 Lamp 8’ Very HO/ Energy Efficient Lamp/ Standard Ballast | 1 Lamp 8’ Very HO/ Energy Efficient Lamp/ Standard Ballast |  | 200 | 826 | 1
[21 empty] | T12_ | T12__1 Lamp 8’ Very HO/ Standard Lamp/ Standard Ballast | 1 Lamp 8’ Very HO/ Standard Lamp/ Standard Ballast |  | 230 | 827 | 1
[21 empty] | T12_ | T12__2 Lamp 8’ Very HO/ Energy Efficient Lamp/ Standard Ballast | 2 Lamp 8’ Very HO/ Energy Efficient Lamp/ Standard Ballast |  | 390 | 828 | 2
[21 empty] | T12_ | T12__2 Lamp 8’ Very HO/ Standard Lamp/ Standard Ballast | 2 Lamp 8’ Very HO/ Standard Lamp/ Standard Ballast |  | 450 | 829 | 2
[21 empty] | T12_ | T12__3 Lamp 8’ Very HO/ Energy Efficient Lamp/ Standard Ballast | 3 Lamp 8’ Very HO/ Energy Efficient Lamp/ Standard Ballast |  | 590 | 830 | 3
[21 empty] | T12_ | T12__3 Lamp 8’ Very HO/ Standard Lamp/ Standard Ballast | 3 Lamp 8’ Very HO/ Standard Lamp/ Standard Ballast |  | 680 | 831 | 3
[21 empty] | T12_ | T12__4 Lamp 8’ Very HO/ Energy Efficient Lamp/ Standard Ballast | 4 Lamp 8’ Very HO/ Energy Efficient Lamp/ Standard Ballast |  | 780 | 832 | 4
[21 empty] | T12_ | T12__4 Lamp 8’ Very HO/ Standard Lamp/ Standard Ballast | 4 Lamp 8’ Very HO/ Standard Lamp/ Standard Ballast |  | 900 | 833 | 4
[21 empty] | T12_ | T12__1 Lamp 8’ Energy Efficient Lamp/ Electronic Ballast | 1 Lamp 8’ Energy Efficient Lamp/ Electronic Ballast |  | 60 | 834 | 1
[21 empty] | T12_ | T12__1 Lamp 8’ Energy Efficient Lamp/ Standard Ballast | 1 Lamp 8’ Energy Efficient Lamp/ Standard Ballast |  | 83 | 835 | 1
[21 empty] | T12_ | T12__1 Lamp 8’ Standard Lamp/ Electronic Ballast | 1 Lamp 8’ Standard Lamp/ Electronic Ballast |  | 70 | 836 | 1
[21 empty] | T12_ | T12__1 Lamp 8’ Standard Lamp/ Standard Ballast | 1 Lamp 8’ Standard Lamp/ Standard Ballast |  | 100 | 837 | 1
[21 empty] | T12_ | T12__2 Lamp 8’ Energy Efficient Lamp/ Electronic Ballast | 2 Lamp 8’ Energy Efficient Lamp/ Electronic Ballast |  | 109 | 838 | 2
[21 empty] | T12_ | T12__2 Lamp 8’ Energy Efficient Lamp/ Energy Efficient Magnetic | 2 Lamp 8’ Energy Efficient Lamp/ Energy Efficient Magnetic |  | 123 | 839 | 2
[21 empty] | T12_ | T12__2 Lamp 8’ Energy Efficient Lamp/ Standard Ballast | 2 Lamp 8’ Energy Efficient Lamp/ Standard Ballast |  | 138 | 840 | 2
[21 empty] | T12_ | T12__2 Lamp 8’ Standard Lamp/ Electronic Ballast | 2 Lamp 8’ Standard Lamp/ Electronic Ballast |  | 134 | 841 | 2
[21 empty] | T12_ | T12__2 Lamp 8’ Standard Lamp/ Energy Efficient Magnetic | 2 Lamp 8’ Standard Lamp/ Energy Efficient Magnetic |  | 158 | 842 | 2
[21 empty] | T12_ | T12__2 Lamp 8’ Standard Lamp/ Standard Ballast | 2 Lamp 8’ Standard Lamp/ Standard Ballast |  | 173 | 843 | 2
[21 empty] | T12_ | T12__3 Lamp 8’ Energy Efficient Lamp/ Standard Ballast | 3 Lamp 8’ Energy Efficient Lamp/ Standard Ballast |  | 221 | 844 | 3
[21 empty] | T12_ | T12__3 Lamp 8’ Standard Lamp/ Standard Ballast | 3 Lamp 8’ Standard Lamp/ Standard Ballast |  | 273 | 845 | 3
[21 empty] | T12_ | T12__4 Lamp 8’ Energy Efficient Lamp/ Electronic Ballast | 4 Lamp 8’ Energy Efficient Lamp/ Electronic Ballast |  | 218 | 846 | 4
[21 empty] | T12_ | T12__4 Lamp 8’ Energy Efficient Lamp/ Energy Efficient Magnetic | 4 Lamp 8’ Energy Efficient Lamp/ Energy Efficient Magnetic |  | 246 | 847 | 4
[21 empty] | T12_ | T12__4 Lamp 8’ Energy Efficient Lamp/ Standard Ballast | 4 Lamp 8’ Energy Efficient Lamp/ Standard Ballast |  | 276 | 848 | 4
[21 empty] | T12_ | T12__4 Lamp 8’ Standard Lamp/ Electronic Ballast | 4 Lamp 8’ Standard Lamp/ Electronic Ballast |  | 268 | 849 | 4
[21 empty] | T12_ | T12__4 Lamp 8’ Standard Lamp/ Energy Efficient Magnetic | 4 Lamp 8’ Standard Lamp/ Energy Efficient Magnetic |  | 316 | 850 | 4
[21 empty] | T12_ | T12__4 Lamp 8’ Standard Lamp/ Standard Ballast | 4 Lamp 8’ Standard Lamp/ Standard Ballast |  | 346 | 851 | 4
[21 empty] | T12_ | T12__1 Lamp 2' F55 Biax / Electronic Ballast | 1 Lamp 2' F55 Biax / Electronic Ballast |  | 56 | 852 | 1
[21 empty] | T12_ | T12__1 Lamp 2' F80 Biax E/ Electronic Ballast | 1 Lamp 2' F80 Biax E/ Electronic Ballast |  | 90 | 853 | 1
[21 empty] | T12_ | T12__2 Lamp 2' F28 Biax / Electronic Ballast | 2 Lamp 2' F28 Biax / Electronic Ballast |  | 63 | 854 | 2
[21 empty] | T12_ | T12__2 Lamp 2' F40 Biax / Electronic Ballast | 2 Lamp 2' F40 Biax / Electronic Ballast |  | 72 | 855 | 2
[21 empty] | T12_ | T12__2 Lamp 2' F50 Biax / Electronic Ballast | 2 Lamp 2' F50 Biax / Electronic Ballast |  | 108 | 856 | 2
[21 empty] | T12_ | T12__2 Lamp 2' F55 Biax / Electronic Ballast | 2 Lamp 2' F55 Biax / Electronic Ballast |  | 112 | 857 | 2
[21 empty] | T12_ | T12__3 Lamp 2' F28 Biax / Electronic Ballast | 3 Lamp 2' F28 Biax / Electronic Ballast |  | 94 | 858 | 3
[21 empty] | T12_ | T12__3 Lamp 2' F40 Biax / Electronic Ballast | 3 Lamp 2' F40 Biax / Electronic Ballast |  | 102 | 859 | 3
[21 empty] | T12_ | T12__3 Lamp 2' F50 Biax / Electronic Ballast | 3 Lamp 2' F50 Biax / Electronic Ballast |  | 162 | 860 | 3
[21 empty] | T12_ | T12__3 Lamp 2' F55 Biax / Electronic Ballast | 3 Lamp 2' F55 Biax / Electronic Ballast |  | 168 | 861 | 3
[21 empty] | T12_ | T12__4 Lamp 2' F36 Biax / Electronic Ballast | 4 Lamp 2' F36 Biax / Electronic Ballast |  | 148 | 862 | 4
[21 empty] | T12_ | T12__4 Lamp 2' F40 Biax / Electronic Ballast | 4 Lamp 2' F40 Biax / Electronic Ballast |  | 144 | 863 | 4
[21 empty] | T12_ | T12__4 Lamp 2' F50 Biax / Electronic Ballast | 4 Lamp 2' F50 Biax / Electronic Ballast |  | 216 | 864 | 4
[21 empty] | T12_ | T12__4 Lamp 2' F55 Biax / Electronic Ballast | 4 Lamp 2' F55 Biax / Electronic Ballast |  | 224 | 865 | 4
[21 empty] | T12_ | T12__5 Lamp 2' F40 Biax / Electronic Ballast | 5 Lamp 2' F40 Biax / Electronic Ballast |  | 190 | 866 | 5
[21 empty] | T12_ | T12__5 Lamp 2' F50 Biax / Electronic Ballast | 5 Lamp 2' F50 Biax / Electronic Ballast |  | 270 | 867 | 5
[21 empty] | T12_ | T12__5 Lamp 2' F55 Biax / Electronic Ballast | 5 Lamp 2' F55 Biax / Electronic Ballast |  | 280 | 868 | 5
[21 empty] | T12_ | T12__6 Lamp 2' F36 Biax / Electronic Ballast | 6 Lamp 2' F36 Biax / Electronic Ballast |  | 212 | 869 | 6
[21 empty] | T12_ | T12__6 Lamp 2' F40 Biax / Electronic Ballast | 6 Lamp 2' F40 Biax / Electronic Ballast |  | 204 | 870 | 6
[21 empty] | T12_ | T12__6 Lamp 2' F50 Biax / Electronic Ballast | 6 Lamp 2' F50 Biax / Electronic Ballast |  | 324 | 871 | 6
[21 empty] | T12_ | T12__6 Lamp 2' F55 Biax / Electronic Ballast | 6 Lamp 2' F55 Biax / Electronic Ballast |  | 336 | 872 | 6
[21 empty] | T12_ | T12__8 Lamp 2' F36 Biax / Electronic Ballast | 8 Lamp 2' F36 Biax / Electronic Ballast |  | 296 | 873 | 8
[21 empty] | T12_ | T12__8 Lamp 2' F40 Biax / Electronic Ballast | 8 Lamp 2' F40 Biax / Electronic Ballast |  | 288 | 874 | 8
[21 empty] | T12_ | T12__8 Lamp 2' F50 Biax / Electronic Ballast | 8 Lamp 2' F50 Biax / Electronic Ballast |  | 432 | 875 | 8
[21 empty] | T12_ | T12__8 Lamp 2' F55 Biax / Electronic Ballast | 8 Lamp 2' F55 Biax / Electronic Ballast |  | 448 | 876 | 8
[21 empty] | T12_ | T12__9 Lamp 2' F36 Biax / Electronic Ballast | 9 Lamp 2' F36 Biax / Electronic Ballast |  | 318 | 877 | 9
[21 empty] | T12_ | T12__9 Lamp 2' F40 Biax / Electronic Ballast | 9 Lamp 2' F40 Biax / Electronic Ballast |  | 306 | 878 | 9
[21 empty] | T12_ | T12__9 Lamp 2' F50 Biax / Electronic Ballast | 9 Lamp 2' F50 Biax / Electronic Ballast |  | 486 | 879 | 9
[21 empty] | T12_ | T12__9 Lamp 2' F55 Biax / Electronic Ballast | 9 Lamp 2' F55 Biax / Electronic Ballast |  | 504 | 880 | 9
[21 empty] | T12_ | T12__12 Lamp 2' F40 Biax / Electronic Ballast | 12 Lamp 2' F40 Biax / Electronic Ballast |  | 408 | 881 | 12
[21 empty] | T12_ | T12__12 Lamp 2' F50 Biax / Electronic Ballast | 12 Lamp 2' F50 Biax / Electronic Ballast |  | 648 | 882 | 12
[21 empty] | T12_ | T12__12 Lamp 2' F55 Biax / Electronic Ballast | 12 Lamp 2' F55 Biax / Electronic Ballast |  | 672 | 883 | 12
[21 empty] | T12_ | T12__1 Lamp 5’ HO/ Standard Lamp/ Electronic Ballast | 1 Lamp 5’ HO/ Standard Lamp/ Electronic Ballast |  | 59 | 884 | 1
[21 empty] | T12_ | T12__1 Lamp 5’ HO/ Standard Lamp/ Energy Efficient Magnetic | 1 Lamp 5’ HO/ Standard Lamp/ Energy Efficient Magnetic |  | 90 | 885 | 1
[21 empty] | T12_ | T12__1 Lamp 5’/ Standard Lamp/ Energy Efficient Magnetic | 1 Lamp 5’/ Standard Lamp/ Energy Efficient Magnetic |  | 73 | 886 | 1
[21 empty] | T12_ | T12__2 Lamp 5’ HO/ Standard Lamp/ Electronic Ballast | 2 Lamp 5’ HO/ Standard Lamp/ Electronic Ballast |  | 123 | 887 | 2
[21 empty] | T12_ | T12__2 Lamp 5’ HO/ Standard Lamp/ Energy Efficient Magnetic | 2 Lamp 5’ HO/ Standard Lamp/ Energy Efficient Magnetic |  | 178 | 888 | 2
[21 empty] | T12_ | T12__2 Lamp 5’/ Standard Lamp/ Energy Efficient Magnetic | 2 Lamp 5’/ Standard Lamp/ Energy Efficient Magnetic |  | 122 | 889 | 2
[20 empty] | 2ft_Lamp | T12_2ft_Lamp | T12_2ft_Lamp_2 Lamp 2' 20W T12/ High Power Ballast Factor | 2 Lamp 2' 20W T12/ High Power Ballast Factor |  | 56 | 890 | 2
[20 empty] | 2ft_Lamp | T12_2ft_Lamp | T12_2ft_Lamp_2 Lamp 2' 24W T12 HO/ Standard Lamp/ Standard Ballast | 2 Lamp 2' 24W T12 HO/ Standard Lamp/ Standard Ballast |  | 85 | 891 | 2
[20 empty] | 2ft_Lamp | T12_2ft_Lamp | T12_2ft_Lamp_1 Lamp 2' F55 Biax / Electronic Ballast | 1 Lamp 2' F55 Biax / Electronic Ballast |  | 56 | 892 | 1
[20 empty] | 2ft_Lamp | T12_2ft_Lamp | T12_2ft_Lamp_1 Lamp 2' F80 Biax E/ Electronic Ballast | 1 Lamp 2' F80 Biax E/ Electronic Ballast |  | 90 | 893 | 1
[20 empty] | 2ft_Lamp | T12_2ft_Lamp | T12_2ft_Lamp_2 Lamp 2' F28 Biax / Electronic Ballast | 2 Lamp 2' F28 Biax / Electronic Ballast |  | 63 | 894 | 2
[20 empty] | 2ft_Lamp | T12_2ft_Lamp | T12_2ft_Lamp_2 Lamp 2' F40 Biax / Electronic Ballast | 2 Lamp 2' F40 Biax / Electronic Ballast |  | 72 | 895 | 2
[20 empty] | 2ft_Lamp | T12_2ft_Lamp | T12_2ft_Lamp_2 Lamp 2' F50 Biax / Electronic Ballast | 2 Lamp 2' F50 Biax / Electronic Ballast |  | 108 | 896 | 2
[20 empty] | 2ft_Lamp | T12_2ft_Lamp | T12_2ft_Lamp_2 Lamp 2' F55 Biax / Electronic Ballast | 2 Lamp 2' F55 Biax / Electronic Ballast |  | 112 | 897 | 2
[20 empty] | 2ft_Lamp | T12_2ft_Lamp | T12_2ft_Lamp_3 Lamp 2' F28 Biax / Electronic Ballast | 3 Lamp 2' F28 Biax / Electronic Ballast |  | 94 | 898 | 3
[20 empty] | 2ft_Lamp | T12_2ft_Lamp | T12_2ft_Lamp_3 Lamp 2' F40 Biax / Electronic Ballast | 3 Lamp 2' F40 Biax / Electronic Ballast |  | 102 | 899 | 3
[20 empty] | 2ft_Lamp | T12_2ft_Lamp | T12_2ft_Lamp_3 Lamp 2' F50 Biax / Electronic Ballast | 3 Lamp 2' F50 Biax / Electronic Ballast |  | 162 | 900 | 3
[20 empty] | 2ft_Lamp | T12_2ft_Lamp | T12_2ft_Lamp_3 Lamp 2' F55 Biax / Electronic Ballast | 3 Lamp 2' F55 Biax / Electronic Ballast |  | 168 | 901 | 3
[20 empty] | 2ft_Lamp | T12_2ft_Lamp | T12_2ft_Lamp_4 Lamp 2' F36 Biax / Electronic Ballast | 4 Lamp 2' F36 Biax / Electronic Ballast |  | 148 | 902 | 4
[20 empty] | 2ft_Lamp | T12_2ft_Lamp | T12_2ft_Lamp_4 Lamp 2' F40 Biax / Electronic Ballast | 4 Lamp 2' F40 Biax / Electronic Ballast |  | 144 | 903 | 4
[20 empty] | 2ft_Lamp | T12_2ft_Lamp | T12_2ft_Lamp_4 Lamp 2' F50 Biax / Electronic Ballast | 4 Lamp 2' F50 Biax / Electronic Ballast |  | 216 | 904 | 4
[20 empty] | 2ft_Lamp | T12_2ft_Lamp | T12_2ft_Lamp_4 Lamp 2' F55 Biax / Electronic Ballast | 4 Lamp 2' F55 Biax / Electronic Ballast |  | 224 | 905 | 4
[20 empty] | 2ft_Lamp | T12_2ft_Lamp | T12_2ft_Lamp_5 Lamp 2' F40 Biax / Electronic Ballast | 5 Lamp 2' F40 Biax / Electronic Ballast |  | 190 | 906 | 5
[20 empty] | 2ft_Lamp | T12_2ft_Lamp | T12_2ft_Lamp_5 Lamp 2' F50 Biax / Electronic Ballast | 5 Lamp 2' F50 Biax / Electronic Ballast |  | 270 | 907 | 5
[20 empty] | 2ft_Lamp | T12_2ft_Lamp | T12_2ft_Lamp_5 Lamp 2' F55 Biax / Electronic Ballast | 5 Lamp 2' F55 Biax / Electronic Ballast |  | 280 | 908 | 5
[20 empty] | 2ft_Lamp | T12_2ft_Lamp | T12_2ft_Lamp_6 Lamp 2' F36 Biax / Electronic Ballast | 6 Lamp 2' F36 Biax / Electronic Ballast |  | 212 | 909 | 6
[20 empty] | 2ft_Lamp | T12_2ft_Lamp | T12_2ft_Lamp_6 Lamp 2' F40 Biax / Electronic Ballast | 6 Lamp 2' F40 Biax / Electronic Ballast |  | 204 | 910 | 6
[20 empty] | 2ft_Lamp | T12_2ft_Lamp | T12_2ft_Lamp_6 Lamp 2' F50 Biax / Electronic Ballast | 6 Lamp 2' F50 Biax / Electronic Ballast |  | 324 | 911 | 6
[20 empty] | 2ft_Lamp | T12_2ft_Lamp | T12_2ft_Lamp_6 Lamp 2' F55 Biax / Electronic Ballast | 6 Lamp 2' F55 Biax / Electronic Ballast |  | 336 | 912 | 6
[20 empty] | 2ft_Lamp | T12_2ft_Lamp | T12_2ft_Lamp_8 Lamp 2' F36 Biax / Electronic Ballast | 8 Lamp 2' F36 Biax / Electronic Ballast |  | 296 | 913 | 8
[20 empty] | 2ft_Lamp | T12_2ft_Lamp | T12_2ft_Lamp_8 Lamp 2' F40 Biax / Electronic Ballast | 8 Lamp 2' F40 Biax / Electronic Ballast |  | 288 | 914 | 8
[20 empty] | 2ft_Lamp | T12_2ft_Lamp | T12_2ft_Lamp_8 Lamp 2' F50 Biax / Electronic Ballast | 8 Lamp 2' F50 Biax / Electronic Ballast |  | 432 | 915 | 8
[20 empty] | 2ft_Lamp | T12_2ft_Lamp | T12_2ft_Lamp_8 Lamp 2' F55 Biax / Electronic Ballast | 8 Lamp 2' F55 Biax / Electronic Ballast |  | 448 | 916 | 8
[20 empty] | 2ft_Lamp | T12_2ft_Lamp | T12_2ft_Lamp_9 Lamp 2' F36 Biax / Electronic Ballast | 9 Lamp 2' F36 Biax / Electronic Ballast |  | 318 | 917 | 9
[20 empty] | 2ft_Lamp | T12_2ft_Lamp | T12_2ft_Lamp_9 Lamp 2' F40 Biax / Electronic Ballast | 9 Lamp 2' F40 Biax / Electronic Ballast |  | 306 | 918 | 9
[20 empty] | 2ft_Lamp | T12_2ft_Lamp | T12_2ft_Lamp_9 Lamp 2' F50 Biax / Electronic Ballast | 9 Lamp 2' F50 Biax / Electronic Ballast |  | 486 | 919 | 9
[20 empty] | 2ft_Lamp | T12_2ft_Lamp | T12_2ft_Lamp_9 Lamp 2' F55 Biax / Electronic Ballast | 9 Lamp 2' F55 Biax / Electronic Ballast |  | 504 | 920 | 9
[20 empty] | 2ft_Lamp | T12_2ft_Lamp | T12_2ft_Lamp_12 Lamp 2' F40 Biax / Electronic Ballast | 12 Lamp 2' F40 Biax / Electronic Ballast |  | 408 | 921 | 12
[20 empty] | 2ft_Lamp | T12_2ft_Lamp | T12_2ft_Lamp_12 Lamp 2' F50 Biax / Electronic Ballast | 12 Lamp 2' F50 Biax / Electronic Ballast |  | 648 | 922 | 12
[20 empty] | 2ft_Lamp | T12_2ft_Lamp | T12_2ft_Lamp_12 Lamp 2' F55 Biax / Electronic Ballast | 12 Lamp 2' F55 Biax / Electronic Ballast |  | 672 | 923 | 12
[20 empty] | 3ft_Lamp | T12_3ft_Lamp | T12_3ft_Lamp_1 Lamp 3' 30W T12 Energy Efficient Lamp/ Energy Efficient Magnetic | 1 Lamp 3' 30W T12 Energy Efficient Lamp/ Energy Efficient Magnetic |  | 38 | 924 | 1
[20 empty] | 3ft_Lamp | T12_3ft_Lamp | T12_3ft_Lamp_1 Lamp 3' 30W T12 Energy Efficient Lamp/ Standard Ballast | 1 Lamp 3' 30W T12 Energy Efficient Lamp/ Standard Ballast |  | 42 | 925 | 1
[20 empty] | 3ft_Lamp | T12_3ft_Lamp | T12_3ft_Lamp_1 Lamp 3' 30W T12 Standard Lamp/ Standard Ballast | 1 Lamp 3' 30W T12 Standard Lamp/ Standard Ballast |  | 46 | 926 | 1
[20 empty] | 3ft_Lamp | T12_3ft_Lamp | T12_3ft_Lamp_2 Lamp 3' 30W T12 Energy Efficient Lamp/ Electronic Ballast | 2 Lamp 3' 30W T12 Energy Efficient Lamp/ Electronic Ballast |  | 49 | 927 | 2
[20 empty] | 3ft_Lamp | T12_3ft_Lamp | T12_3ft_Lamp_2 Lamp 3' 30W T12 Energy Efficient Lamp/ Energy Efficient Magnetic | 2 Lamp 3' 30W T12 Energy Efficient Lamp/ Energy Efficient Magnetic |  | 66 | 928 | 2
[20 empty] | 3ft_Lamp | T12_3ft_Lamp | T12_3ft_Lamp_2 Lamp 3' 30W T12 Energy Efficient Lamp/ Standard Ballast | 2 Lamp 3' 30W T12 Energy Efficient Lamp/ Standard Ballast |  | 73 | 929 | 2
[20 empty] | 3ft_Lamp | T12_3ft_Lamp | T12_3ft_Lamp_2 Lamp 3' 30W T12 Standard Lamp/ Standard Ballast | 2 Lamp 3' 30W T12 Standard Lamp/ Standard Ballast |  | 80 | 930 | 2
[20 empty] | 3ft_Lamp | T12_3ft_Lamp | T12_3ft_Lamp_3 Lamp 3' 30W T12 Standard Lamp/ Standard Ballast | 3 Lamp 3' 30W T12 Standard Lamp/ Standard Ballast |  | 140 | 931 | 3
[20 empty] | 3ft_Lamp | T12_3ft_Lamp | T12_3ft_Lamp_3 Lamp 3' 30W T12 Energy Efficient Lamp/ Standard Ballast | 3 Lamp 3' 30W T12 Energy Efficient Lamp/ Standard Ballast |  | 127 | 932 | 3
[20 empty] | 4ft_HO_Lamp | T12_4ft_HO_Lamp | T12_4ft_HO_Lamp_1 Lamp 4’ F48 HO/ Energy Efficient Lamp/ Standard Ballast | 1 Lamp 4’ F48 HO/ Energy Efficient Lamp/ Standard Ballast |  | 80 | 933 | 1
[20 empty] | 4ft_HO_Lamp | T12_4ft_HO_Lamp | T12_4ft_HO_Lamp_1 Lamp 4’ F48 HO/ Standard Lamp/ Standard Ballast | 1 Lamp 4’ F48 HO/ Standard Lamp/ Standard Ballast |  | 85 | 934 | 1
[20 empty] | 4ft_HO_Lamp | T12_4ft_HO_Lamp | T12_4ft_HO_Lamp_2 Lamp 4’ F48 HO/ Energy Efficient Lamp/ Standard Ballast | 2 Lamp 4’ F48 HO/ Energy Efficient Lamp/ Standard Ballast |  | 135 | 935 | 2
[20 empty] | 4ft_HO_Lamp | T12_4ft_HO_Lamp | T12_4ft_HO_Lamp_2 Lamp 4’ F48 HO/ Standard Lamp/ Standard Ballast | 2 Lamp 4’ F48 HO/ Standard Lamp/ Standard Ballast |  | 145 | 936 | 2
[20 empty] | 4ft_HO_Lamp | T12_4ft_HO_Lamp | T12_4ft_HO_Lamp_3 Lamp 4’ F48 HO/ Energy Efficient Lamp/ Standard Ballast | 3 Lamp 4’ F48 HO/ Energy Efficient Lamp/ Standard Ballast |  | 215 | 937 | 3
[20 empty] | 4ft_HO_Lamp | T12_4ft_HO_Lamp | T12_4ft_HO_Lamp_3 Lamp 4’ F48 HO/ Standard Lamp/ Standard Ballast | 3 Lamp 4’ F48 HO/ Standard Lamp/ Standard Ballast |  | 230 | 938 | 3
[20 empty] | 4ft_HO_Lamp | T12_4ft_HO_Lamp | T12_4ft_HO_Lamp_4 Lamp 4’ F48 HO/ Energy Efficient Lamp/ Standard Ballast | 4 Lamp 4’ F48 HO/ Energy Efficient Lamp/ Standard Ballast |  | 270 | 939 | 4
[20 empty] | 4ft_HO_Lamp | T12_4ft_HO_Lamp | T12_4ft_HO_Lamp_4 Lamp 4’ F48 HO/ Standard Lamp/ Standard Ballast | 4 Lamp 4’ F48 HO/ Standard Lamp/ Standard Ballast |  | 290 | 940 | 4
[20 empty] | 4ft_HO_Lamp | T12_4ft_HO_Lamp | T12_4ft_HO_Lamp_1 Lamp 4’ F48 Very HO/ Energy Efficient Lamp/ Standard Ballast | 1 Lamp 4’ F48 Very HO/ Energy Efficient Lamp/ Standard Ballast |  | 123 | 941 | 1
[20 empty] | 4ft_HO_Lamp | T12_4ft_HO_Lamp | T12_4ft_HO_Lamp_1 Lamp 4’ F48 Very HO/ Standard Lamp/ Standard Ballast | 1 Lamp 4’ F48 Very HO/ Standard Lamp/ Standard Ballast |  | 138 | 942 | 1
[20 empty] | 4ft_HO_Lamp | T12_4ft_HO_Lamp | T12_4ft_HO_Lamp_2 Lamp 4’ F48 Very HO/ Energy Efficient Lamp/ Standard Ballast | 2 Lamp 4’ F48 Very HO/ Energy Efficient Lamp/ Standard Ballast |  | 210 | 943 | 2
[20 empty] | 4ft_HO_Lamp | T12_4ft_HO_Lamp | T12_4ft_HO_Lamp_2 Lamp 4’ F48 Very HO/ Standard Lamp/ Standard Ballast | 2 Lamp 4’ F48 Very HO/ Standard Lamp/ Standard Ballast |  | 240 | 944 | 2
[20 empty] | 4ft_HO_Lamp | T12_4ft_HO_Lamp | T12_4ft_HO_Lamp_3 Lamp 4’ F48 Very HO/ Energy Efficient Lamp/ Standard Ballast | 3 Lamp 4’ F48 Very HO/ Energy Efficient Lamp/ Standard Ballast |  | 333 | 945 | 3
[20 empty] | 4ft_HO_Lamp | T12_4ft_HO_Lamp | T12_4ft_HO_Lamp_3 Lamp 4’ F48 Very HO/ Standard Lamp/ Standard Ballast | 3 Lamp 4’ F48 Very HO/ Standard Lamp/ Standard Ballast |  | 378 | 946 | 3
[20 empty] | 4ft_HO_Lamp | T12_4ft_HO_Lamp | T12_4ft_HO_Lamp_4 Lamp 4’ F48 Very HO/ Energy Efficient Lamp/ Standard Ballast | 4 Lamp 4’ F48 Very HO/ Energy Efficient Lamp/ Standard Ballast |  | 420 | 947 | 4
[20 empty] | 4ft_HO_Lamp | T12_4ft_HO_Lamp | T12_4ft_HO_Lamp_4 Lamp 4’ F48 Very HO/ Standard Lamp/ Standard Ballast | 4 Lamp 4’ F48 Very HO/ Standard Lamp/ Standard Ballast |  | 480 | 948 | 4
[20 empty] | 4ft_Lamp | T12_4ft_Lamp | T12_4ft_Lamp_4 Lamp 4’ F48 T12/ Standard Ballast | 4 Lamp 4’ F48 T12/ Standard Ballast |  | 204 | 949 | 4
[20 empty] | 4ft_Lamp | T12_4ft_Lamp | T12_4ft_Lamp_1 Lamp 4’ F48 T12 Energy Efficient Lamp/ Standard Ballast | 1 Lamp 4’ F48 T12 Energy Efficient Lamp/ Standard Ballast |  | 50 | 950 | 1
[20 empty] | 4ft_Lamp | T12_4ft_Lamp | T12_4ft_Lamp_1 Lamp 4’ F48 T12/ Standard Ballast | 1 Lamp 4’ F48 T12/ Standard Ballast |  | 60 | 951 | 1
[20 empty] | 4ft_Lamp | T12_4ft_Lamp | T12_4ft_Lamp_2 Lamp 4’ F48 T12 Energy Efficient Lamp/ Standard Ballast | 2 Lamp 4’ F48 T12 Energy Efficient Lamp/ Standard Ballast |  | 82 | 952 | 2
[20 empty] | 4ft_Lamp | T12_4ft_Lamp | T12_4ft_Lamp_2 Lamp 4’ F48 T12/ Standard Ballast | 2 Lamp 4’ F48 T12/ Standard Ballast |  | 102 | 953 | 2
[20 empty] | 4ft_Lamp | T12_4ft_Lamp | T12_4ft_Lamp_3 Lamp 4’ F48 T12 Energy Efficient Lamp/ Standard Ballast | 3 Lamp 4’ F48 T12 Energy Efficient Lamp/ Standard Ballast |  | 132 | 954 | 3
[20 empty] | 4ft_Lamp | T12_4ft_Lamp | T12_4ft_Lamp_3 Lamp 4’ F48 T12/ Standard Ballast | 3 Lamp 4’ F48 T12/ Standard Ballast |  | 162 | 955 | 3
[20 empty] | 4ft_Lamp | T12_4ft_Lamp | T12_4ft_Lamp_4 Lamp 4’ F48 T12 Energy Efficient Lamp/ Standard Ballast | 4 Lamp 4’ F48 T12 Energy Efficient Lamp/ Standard Ballast |  | 164 | 956 | 4
[20 empty] | 4ft_Lamp | T12_4ft_Lamp | T12_4ft_Lamp_1 Lamp 4’ Energy Efficient Lamp/ Electronic Ballast | 1 Lamp 4’ Energy Efficient Lamp/ Electronic Ballast |  | 38 | 957 | 1
[20 empty] | 4ft_Lamp | T12_4ft_Lamp | T12_4ft_Lamp_1 Lamp 4’ Energy Efficient Lamp/ Energy Efficient Magnetic | 1 Lamp 4’ Energy Efficient Lamp/ Energy Efficient Magnetic |  | 40 | 958 | 1
[20 empty] | 4ft_Lamp | T12_4ft_Lamp | T12_4ft_Lamp_1 Lamp 4’ Energy Efficient Lamp/ Standard Ballast | 1 Lamp 4’ Energy Efficient Lamp/ Standard Ballast |  | 50 | 959 | 1
[20 empty] | 4ft_Lamp | T12_4ft_Lamp | T12_4ft_Lamp_1 Lamp 4’ Standard Lamp/ Electronic Ballast | 1 Lamp 4’ Standard Lamp/ Electronic Ballast |  | 46 | 960 | 1
[20 empty] | 4ft_Lamp | T12_4ft_Lamp | T12_4ft_Lamp_1 Lamp 4’ Standard Lamp/ Energy Efficient Magnetic | 1 Lamp 4’ Standard Lamp/ Energy Efficient Magnetic |  | 50 | 961 | 1
[20 empty] | 4ft_Lamp | T12_4ft_Lamp | T12_4ft_Lamp_1 Lamp 4’ Standard Lamp/ Standard Ballast | 1 Lamp 4’ Standard Lamp/ Standard Ballast |  | 57 | 962 | 1
[20 empty] | 4ft_Lamp | T12_4ft_Lamp | T12_4ft_Lamp_2 Lamp 4’ Energy Efficient Lamp/ Electronic Ballast | 2 Lamp 4’ Energy Efficient Lamp/ Electronic Ballast |  | 60 | 963 | 2
[20 empty] | 4ft_Lamp | T12_4ft_Lamp | T12_4ft_Lamp_2 Lamp 4’ Energy Efficient Lamp/ Energy Efficient Magnetic | 2 Lamp 4’ Energy Efficient Lamp/ Energy Efficient Magnetic |  | 70 | 964 | 2
[20 empty] | 4ft_Lamp | T12_4ft_Lamp | T12_4ft_Lamp_2 Lamp 4’ Energy Efficient Lamp/ Standard Ballast | 2 Lamp 4’ Energy Efficient Lamp/ Standard Ballast |  | 80 | 965 | 2
[20 empty] | 4ft_Lamp | T12_4ft_Lamp | T12_4ft_Lamp_2 Lamp 4’ Standard Lamp/ Electronic Ballast | 2 Lamp 4’ Standard Lamp/ Electronic Ballast |  | 72 | 966 | 2
[20 empty] | 4ft_Lamp | T12_4ft_Lamp | T12_4ft_Lamp_2 Lamp 4’ Standard Lamp/ Energy Efficient Magnetic | 2 Lamp 4’ Standard Lamp/ Energy Efficient Magnetic |  | 86 | 967 | 2
[20 empty] | 4ft_Lamp | T12_4ft_Lamp | T12_4ft_Lamp_2 Lamp 4’ Standard Lamp/ Standard Ballast | 2 Lamp 4’ Standard Lamp/ Standard Ballast |  | 94 | 968 | 2
[20 empty] | 4ft_Lamp | T12_4ft_Lamp | T12_4ft_Lamp_3 Lamp 4’ Energy Efficient Lamp/ Electronic Ballast | 3 Lamp 4’ Energy Efficient Lamp/ Electronic Ballast |  | 90 | 969 | 3
[20 empty] | 4ft_Lamp | T12_4ft_Lamp | T12_4ft_Lamp_3 Lamp 4’ Energy Efficient Lamp/ Energy Efficient Magnetic | 3 Lamp 4’ Energy Efficient Lamp/ Energy Efficient Magnetic |  | 110 | 970 | 3
[20 empty] | 4ft_Lamp | T12_4ft_Lamp | T12_4ft_Lamp_3 Lamp 4’ Energy Efficient Lamp/ Standard Ballast | 3 Lamp 4’ Energy Efficient Lamp/ Standard Ballast |  | 130 | 971 | 3
[20 empty] | 4ft_Lamp | T12_4ft_Lamp | T12_4ft_Lamp_3 Lamp 4’ Standard Lamp/ Electronic Ballast | 3 Lamp 4’ Standard Lamp/ Electronic Ballast |  | 110 | 972 | 3
[20 empty] | 4ft_Lamp | T12_4ft_Lamp | T12_4ft_Lamp_3 Lamp 4’ Standard Lamp/ Energy Efficient Magnetic | 3 Lamp 4’ Standard Lamp/ Energy Efficient Magnetic |  | 136 | 973 | 3
[20 empty] | 4ft_Lamp | T12_4ft_Lamp | T12_4ft_Lamp_3 Lamp 4’ Standard Lamp/ Standard Ballast | 3 Lamp 4’ Standard Lamp/ Standard Ballast |  | 151 | 974 | 3
[20 empty] | 4ft_Lamp | T12_4ft_Lamp | T12_4ft_Lamp_4 Lamp 4’ Energy Efficient Lamp/ Electronic Ballast | 4 Lamp 4’ Energy Efficient Lamp/ Electronic Ballast |  | 120 | 975 | 4
[20 empty] | 4ft_Lamp | T12_4ft_Lamp | T12_4ft_Lamp_4 Lamp 4’ Energy Efficient Lamp/ Energy Efficient Magnetic | 4 Lamp 4’ Energy Efficient Lamp/ Energy Efficient Magnetic |  | 140 | 976 | 4
[20 empty] | 4ft_Lamp | T12_4ft_Lamp | T12_4ft_Lamp_4 Lamp 4’ Energy Efficient Lamp/ Standard Ballast | 4 Lamp 4’ Energy Efficient Lamp/ Standard Ballast |  | 160 | 977 | 4
[20 empty] | 4ft_Lamp | T12_4ft_Lamp | T12_4ft_Lamp_4 Lamp 4’ Standard Lamp/ Electronic Ballast | 4 Lamp 4’ Standard Lamp/ Electronic Ballast |  | 144 | 978 | 4
[20 empty] | 4ft_Lamp | T12_4ft_Lamp | T12_4ft_Lamp_4 Lamp 4’ Standard Lamp/ Energy Efficient Magnetic | 4 Lamp 4’ Standard Lamp/ Energy Efficient Magnetic |  | 172 | 979 | 4
[20 empty] | 4ft_Lamp | T12_4ft_Lamp | T12_4ft_Lamp_4 Lamp 4’ Standard Lamp/ Standard Ballast | 4 Lamp 4’ Standard Lamp/ Standard Ballast |  | 188 | 980 | 4
[20 empty] | 4ft_Lamp | T12_4ft_Lamp | T12_4ft_Lamp_6 Lamp 4’ Standard Lamp/ Standard Ballast | 6 Lamp 4’ Standard Lamp/ Standard Ballast |  | 282 | 981 | 6
[20 empty] | 8ft_Lamp | T12_8ft_Lamp | T12_8ft_Lamp_1 Lamp 8’ Very HO/ Energy Efficient Lamp/ Standard Ballast | 1 Lamp 8’ Very HO/ Energy Efficient Lamp/ Standard Ballast |  | 200 | 982 | 1
[20 empty] | 8ft_Lamp | T12_8ft_Lamp | T12_8ft_Lamp_1 Lamp 8’ Very HO/ Standard Lamp/ Standard Ballast | 1 Lamp 8’ Very HO/ Standard Lamp/ Standard Ballast |  | 230 | 983 | 1
[20 empty] | 8ft_Lamp | T12_8ft_Lamp | T12_8ft_Lamp_2 Lamp 8’ Very HO/ Energy Efficient Lamp/ Standard Ballast | 2 Lamp 8’ Very HO/ Energy Efficient Lamp/ Standard Ballast |  | 390 | 984 | 2
[20 empty] | 8ft_Lamp | T12_8ft_Lamp | T12_8ft_Lamp_2 Lamp 8’ Very HO/ Standard Lamp/ Standard Ballast | 2 Lamp 8’ Very HO/ Standard Lamp/ Standard Ballast |  | 450 | 985 | 2
[20 empty] | 8ft_Lamp | T12_8ft_Lamp | T12_8ft_Lamp_3 Lamp 8’ Very HO/ Energy Efficient Lamp/ Standard Ballast | 3 Lamp 8’ Very HO/ Energy Efficient Lamp/ Standard Ballast |  | 590 | 986 | 3
[20 empty] | 8ft_Lamp | T12_8ft_Lamp | T12_8ft_Lamp_3 Lamp 8’ Very HO/ Standard Lamp/ Standard Ballast | 3 Lamp 8’ Very HO/ Standard Lamp/ Standard Ballast |  | 680 | 987 | 3
[20 empty] | 8ft_Lamp | T12_8ft_Lamp | T12_8ft_Lamp_4 Lamp 8’ Very HO/ Energy Efficient Lamp/ Standard Ballast | 4 Lamp 8’ Very HO/ Energy Efficient Lamp/ Standard Ballast |  | 780 | 988 | 4
[20 empty] | 8ft_Lamp | T12_8ft_Lamp | T12_8ft_Lamp_4 Lamp 8’ Very HO/ Standard Lamp/ Standard Ballast | 4 Lamp 8’ Very HO/ Standard Lamp/ Standard Ballast |  | 900 | 989 | 4
[20 empty] | 8ft_Lamp | T12_8ft_Lamp | T12_8ft_Lamp_1 Lamp 8’ Energy Efficient Lamp/ Electronic Ballast | 1 Lamp 8’ Energy Efficient Lamp/ Electronic Ballast |  | 60 | 990 | 1
[20 empty] | 8ft_Lamp | T12_8ft_Lamp | T12_8ft_Lamp_1 Lamp 8’ Energy Efficient Lamp/ Standard Ballast | 1 Lamp 8’ Energy Efficient Lamp/ Standard Ballast |  | 83 | 991 | 1
[20 empty] | 8ft_Lamp | T12_8ft_Lamp | T12_8ft_Lamp_1 Lamp 8’ Standard Lamp/ Electronic Ballast | 1 Lamp 8’ Standard Lamp/ Electronic Ballast |  | 70 | 992 | 1
[20 empty] | 8ft_Lamp | T12_8ft_Lamp | T12_8ft_Lamp_1 Lamp 8’ Standard Lamp/ Standard Ballast | 1 Lamp 8’ Standard Lamp/ Standard Ballast |  | 100 | 993 | 1
[20 empty] | 8ft_Lamp | T12_8ft_Lamp | T12_8ft_Lamp_2 Lamp 8’ Energy Efficient Lamp/ Electronic Ballast | 2 Lamp 8’ Energy Efficient Lamp/ Electronic Ballast |  | 109 | 994 | 2
[20 empty] | 8ft_Lamp | T12_8ft_Lamp | T12_8ft_Lamp_2 Lamp 8’ Energy Efficient Lamp/ Energy Efficient Magnetic | 2 Lamp 8’ Energy Efficient Lamp/ Energy Efficient Magnetic |  | 123 | 995 | 2
[20 empty] | 8ft_Lamp | T12_8ft_Lamp | T12_8ft_Lamp_2 Lamp 8’ Energy Efficient Lamp/ Standard Ballast | 2 Lamp 8’ Energy Efficient Lamp/ Standard Ballast |  | 138 | 996 | 2
[20 empty] | 8ft_Lamp | T12_8ft_Lamp | T12_8ft_Lamp_2 Lamp 8’ Standard Lamp/ Electronic Ballast | 2 Lamp 8’ Standard Lamp/ Electronic Ballast |  | 134 | 997 | 2
[20 empty] | 8ft_Lamp | T12_8ft_Lamp | T12_8ft_Lamp_2 Lamp 8’ Standard Lamp/ Energy Efficient Magnetic | 2 Lamp 8’ Standard Lamp/ Energy Efficient Magnetic |  | 158 | 998 | 2
[20 empty] | 8ft_Lamp | T12_8ft_Lamp | T12_8ft_Lamp_2 Lamp 8’ Standard Lamp/ Standard Ballast | 2 Lamp 8’ Standard Lamp/ Standard Ballast |  | 173 | 999 | 2
[20 empty] | 8ft_Lamp | T12_8ft_Lamp | T12_8ft_Lamp_3 Lamp 8’ Energy Efficient Lamp/ Standard Ballast | 3 Lamp 8’ Energy Efficient Lamp/ Standard Ballast |  | 221 | 1000 | 3
[20 empty] | 8ft_Lamp | T12_8ft_Lamp | T12_8ft_Lamp_3 Lamp 8’ Standard Lamp/ Standard Ballast | 3 Lamp 8’ Standard Lamp/ Standard Ballast |  | 273 | 1001 | 3
[20 empty] | 8ft_Lamp | T12_8ft_Lamp | T12_8ft_Lamp_4 Lamp 8’ Energy Efficient Lamp/ Electronic Ballast | 4 Lamp 8’ Energy Efficient Lamp/ Electronic Ballast |  | 218 | 1002 | 4
[20 empty] | 8ft_Lamp | T12_8ft_Lamp | T12_8ft_Lamp_4 Lamp 8’ Energy Efficient Lamp/ Energy Efficient Magnetic | 4 Lamp 8’ Energy Efficient Lamp/ Energy Efficient Magnetic |  | 246 | 1003 | 4
[20 empty] | 8ft_Lamp | T12_8ft_Lamp | T12_8ft_Lamp_4 Lamp 8’ Energy Efficient Lamp/ Standard Ballast | 4 Lamp 8’ Energy Efficient Lamp/ Standard Ballast |  | 276 | 1004 | 4
[20 empty] | 8ft_Lamp | T12_8ft_Lamp | T12_8ft_Lamp_4 Lamp 8’ Standard Lamp/ Electronic Ballast | 4 Lamp 8’ Standard Lamp/ Electronic Ballast |  | 268 | 1005 | 4
[20 empty] | 8ft_Lamp | T12_8ft_Lamp | T12_8ft_Lamp_4 Lamp 8’ Standard Lamp/ Energy Efficient Magnetic | 4 Lamp 8’ Standard Lamp/ Energy Efficient Magnetic |  | 316 | 1006 | 4
[20 empty] | 8ft_Lamp | T12_8ft_Lamp | T12_8ft_Lamp_4 Lamp 8’ Standard Lamp/ Standard Ballast | 4 Lamp 8’ Standard Lamp/ Standard Ballast |  | 346 | 1007 | 4
[21 empty] | T5 U-Bend_ | T5 U-Bend__1 Lamp U-Bend 28W T5/ Electronic Ballast | 1 Lamp U-Bend 28W T5/ Electronic Ballast |  | 32 | 1008 | 1
[21 empty] | T5 U-Bend_ | T5 U-Bend__1 Lamp U-Bend 54W T5 HO/ Electronic Ballast | 1 Lamp U-Bend 54W T5 HO/ Electronic Ballast |  | 59 | 1009 | 1
[21 empty] | T5 U-Bend_ | T5 U-Bend__2 Lamp U-Bend 28W T5/ Electronic Ballast | 2 Lamp U-Bend 28W T5/ Electronic Ballast |  | 63 | 1010 | 2
[21 empty] | T5 U-Bend_ | T5 U-Bend__2 Lamp U-Bend 54W T5 HO/ Electronic Ballast | 2 Lamp U-Bend 54W T5 HO/ Electronic Ballast |  | 117 | 1011 | 2
[21 empty] | T5 U-Bend_ | T5 U-Bend__3 Lamp U-Bend T5 HO/ Electronic Ballast | 3 Lamp U-Bend T5 HO/ Electronic Ballast |  | 80 | 1012 | 3
[21 empty] | T5 U-Bend_ | T5 U-Bend__3 Lamp U-Bend 28W T5/ Electronic Ballast | 3 Lamp U-Bend 28W T5/ Electronic Ballast |  | 95 | 1013 | 3
[21 empty] | T5 U-Bend_ | T5 U-Bend__3 Lamp U-Bend 54W T5 HO/ Electronic Ballast | 3 Lamp U-Bend 54W T5 HO/ Electronic Ballast |  | 177 | 1014 | 3
[21 empty] | T5 U-Bend_ | T5 U-Bend__4 Lamp U-Bend 54W T5 HO/ Electronic Ballast | 4 Lamp U-Bend 54W T5 HO/ Electronic Ballast |  | 234 | 1015 | 4
[21 empty] | T5 U-Bend_ | T5 U-Bend__5 Lamp U-Bend 54W T5 HO/ Electronic Ballast | 5 Lamp U-Bend 54W T5 HO/ Electronic Ballast |  | 294 | 1016 | 5
[21 empty] | T5 U-Bend_ | T5 U-Bend__6 Lamp U-Bend 54W T5 HO/ Electronic Ballast | 6 Lamp U-Bend 54W T5 HO/ Electronic Ballast |  | 351 | 1017 | 6
[21 empty] | T5 U-Bend_ | T5 U-Bend__8 Lamp U-Bend 54W T5 HO/ Electronic Ballast | 8 Lamp U-Bend 54W T5 HO/ Electronic Ballast |  | 468 | 1018 | 8
[21 empty] | T5 U-Bend_ | T5 U-Bend__10 Lamp U-Bend 54W T5 HO/ Electronic Ballast | 10 Lamp U-Bend 54W T5 HO/ Electronic Ballast |  | 585 | 1019 | 10
[21 empty] | T5_ | T5__---T5--- | ---T5--- |  |  | 1020 | N/A
[21 empty] | T5_ | T5__1 Lamp 2’ 14W T5/ Electronic Ballast | 1 Lamp 2’ 14W T5/ Electronic Ballast |  | 16 | 1021 | 1
[21 empty] | T5_ | T5__1 Lamp 3’ 21W T5/ Electronic Ballast | 1 Lamp 3’ 21W T5/ Electronic Ballast |  | 24 | 1022 | 1
[21 empty] | T5_ | T5__1 Lamp 2’ 24W T5 HO/ Electronic Ballast | 1 Lamp 2’ 24W T5 HO/ Electronic Ballast |  | 29 | 1023 | 1
[21 empty] | T5_ | T5__1 Lamp 4’ 28W T5/ Electronic Ballast | 1 Lamp 4’ 28W T5/ Electronic Ballast |  | 32 | 1024 | 1
[21 empty] | T5_ | T5__1 Lamp 3’ 39W T5 HO/ Electronic Ballast | 1 Lamp 3’ 39W T5 HO/ Electronic Ballast |  | 42 | 1025 | 1
[21 empty] | T5_ | T5__1 Lamp 4’ 54W T5 HO/ Electronic Ballast | 1 Lamp 4’ 54W T5 HO/ Electronic Ballast |  | 59 | 1026 | 1
[21 empty] | T5_ | T5__2 Lamp 2’ 14W T5/ Electronic Ballast | 2 Lamp 2’ 14W T5/ Electronic Ballast |  | 32 | 1027 | 2
[21 empty] | T5_ | T5__2 Lamp 3’ 21W T5/ Electronic Ballast | 2 Lamp 3’ 21W T5/ Electronic Ballast |  | 47 | 1028 | 2
[21 empty] | T5_ | T5__2 Lamp 2’ 24W T5 HO/ Electronic Ballast | 2 Lamp 2’ 24W T5 HO/ Electronic Ballast |  | 52 | 1029 | 2
[21 empty] | T5_ | T5__2 Lamp 4’ 28W T5/ Electronic Ballast | 2 Lamp 4’ 28W T5/ Electronic Ballast |  | 63 | 1030 | 2
[21 empty] | T5_ | T5__2 Lamp 3’ 39W T5 HO/ Electronic Ballast | 2 Lamp 3’ 39W T5 HO/ Electronic Ballast |  | 85 | 1031 | 2
[21 empty] | T5_ | T5__2 Lamp 4’ 54W T5 HO/ Electronic Ballast | 2 Lamp 4’ 54W T5 HO/ Electronic Ballast |  | 117 | 1032 | 2
[21 empty] | T5_ | T5__3 Lamp 4’ T5 HO/ Electronic Ballast | 3 Lamp 4’ T5 HO/ Electronic Ballast |  | 80 | 1033 | 3
[21 empty] | T5_ | T5__3 Lamp 4’ 28W T5/ Electronic Ballast | 3 Lamp 4’ 28W T5/ Electronic Ballast |  | 95 | 1034 | 3
[21 empty] | T5_ | T5__3 Lamp 4’ 54W T5 HO/ Electronic Ballast | 3 Lamp 4’ 54W T5 HO/ Electronic Ballast |  | 177 | 1035 | 3
[21 empty] | T5_ | T5__4 Lamp 4’ 54W T5 HO/ Electronic Ballast | 4 Lamp 4’ 54W T5 HO/ Electronic Ballast |  | 234 | 1036 | 4
[21 empty] | T5_ | T5__5 Lamp 4’ 54W T5 HO/ Electronic Ballast | 5 Lamp 4’ 54W T5 HO/ Electronic Ballast |  | 294 | 1037 | 5
[21 empty] | T5_ | T5__6 Lamp 4’ 54W T5 HO/ Electronic Ballast | 6 Lamp 4’ 54W T5 HO/ Electronic Ballast |  | 351 | 1038 | 6
[21 empty] | T5_ | T5__8 Lamp 4’ 54W T5 HO/ Electronic Ballast | 8 Lamp 4’ 54W T5 HO/ Electronic Ballast |  | 468 | 1039 | 8
[21 empty] | T5_ | T5__10 Lamp 4’ 54W T5 HO/ Electronic Ballast | 10 Lamp 4’ 54W T5 HO/ Electronic Ballast |  | 585 | 1040 | 10
[20 empty] | 2ft_Lamp | T5_2ft_Lamp | T5_2ft_Lamp_1 Lamp 2’ 14W T5/ Electronic Ballast | 1 Lamp 2’ 14W T5/ Electronic Ballast |  | 16 | 1041 | 1
[20 empty] | 2ft_Lamp | T5_2ft_Lamp | T5_2ft_Lamp_1 Lamp 2’ 24W T5 HO/ Electronic Ballast | 1 Lamp 2’ 24W T5 HO/ Electronic Ballast |  | 29 | 1042 | 1
[20 empty] | 2ft_Lamp | T5_2ft_Lamp | T5_2ft_Lamp_2 Lamp 2’ 14W T5/ Electronic Ballast | 2 Lamp 2’ 14W T5/ Electronic Ballast |  | 32 | 1043 | 2
[20 empty] | 2ft_Lamp | T5_2ft_Lamp | T5_2ft_Lamp_2 Lamp 2’ 24W T5 HO/ Electronic Ballast | 2 Lamp 2’ 24W T5 HO/ Electronic Ballast |  | 52 | 1044 | 2
[20 empty] | 3ft_Lamp | T5_3ft_Lamp | T5_3ft_Lamp_1 Lamp 3’ 21W T5/ Electronic Ballast | 1 Lamp 3’ 21W T5/ Electronic Ballast |  | 24 | 1045 | 1
[20 empty] | 3ft_Lamp | T5_3ft_Lamp | T5_3ft_Lamp_1 Lamp 3’ 39W T5 HO/ Electronic Ballast | 1 Lamp 3’ 39W T5 HO/ Electronic Ballast |  | 42 | 1046 | 1
[20 empty] | 3ft_Lamp | T5_3ft_Lamp | T5_3ft_Lamp_2 Lamp 3’ 21W T5/ Electronic Ballast | 2 Lamp 3’ 21W T5/ Electronic Ballast |  | 47 | 1047 | 2
[20 empty] | 3ft_Lamp | T5_3ft_Lamp | T5_3ft_Lamp_2 Lamp 3’ 39W T5 HO/ Electronic Ballast | 2 Lamp 3’ 39W T5 HO/ Electronic Ballast |  | 85 | 1048 | 2
[20 empty] | 4ft_HO_Lamp | T5_4ft_HO_Lamp | T5_4ft_HO_Lamp_1 Lamp 4’ 54W T5 HO/ Electronic Ballast | 1 Lamp 4’ 54W T5 HO/ Electronic Ballast |  | 59 | 1049 | 1
[20 empty] | 4ft_HO_Lamp | T5_4ft_HO_Lamp | T5_4ft_HO_Lamp_2 Lamp 4’ 54W T5 HO/ Electronic Ballast | 2 Lamp 4’ 54W T5 HO/ Electronic Ballast |  | 117 | 1050 | 2
[20 empty] | 4ft_HO_Lamp | T5_4ft_HO_Lamp | T5_4ft_HO_Lamp_3 Lamp 4’ T5 HO/ Electronic Ballast | 3 Lamp 4’ T5 HO/ Electronic Ballast |  | 80 | 1051 | 3
[20 empty] | 4ft_HO_Lamp | T5_4ft_HO_Lamp | T5_4ft_HO_Lamp_3 Lamp 4’ 54W T5 HO/ Electronic Ballast | 3 Lamp 4’ 54W T5 HO/ Electronic Ballast |  | 177 | 1052 | 3
[20 empty] | 4ft_HO_Lamp | T5_4ft_HO_Lamp | T5_4ft_HO_Lamp_4 Lamp 4’ 54W T5 HO/ Electronic Ballast | 4 Lamp 4’ 54W T5 HO/ Electronic Ballast |  | 234 | 1053 | 4
[20 empty] | 4ft_HO_Lamp | T5_4ft_HO_Lamp | T5_4ft_HO_Lamp_5 Lamp 4’ 54W T5 HO/ Electronic Ballast | 5 Lamp 4’ 54W T5 HO/ Electronic Ballast |  | 294 | 1054 | 5
[20 empty] | 4ft_HO_Lamp | T5_4ft_HO_Lamp | T5_4ft_HO_Lamp_6 Lamp 4’ 54W T5 HO/ Electronic Ballast | 6 Lamp 4’ 54W T5 HO/ Electronic Ballast |  | 351 | 1055 | 6
[20 empty] | 4ft_HO_Lamp | T5_4ft_HO_Lamp | T5_4ft_HO_Lamp_8 Lamp 4’ 54W T5 HO/ Electronic Ballast | 8 Lamp 4’ 54W T5 HO/ Electronic Ballast |  | 468 | 1056 | 8
[20 empty] | 4ft_HO_Lamp | T5_4ft_HO_Lamp | T5_4ft_HO_Lamp_10 Lamp 4’ 54W T5 HO/ Electronic Ballast | 10 Lamp 4’ 54W T5 HO/ Electronic Ballast |  | 585 | 1057 | 10
[20 empty] | 4ft_Lamp | T5_4ft_Lamp | T5_4ft_Lamp_1 Lamp 4’ 28W T5/ Electronic Ballast | 1 Lamp 4’ 28W T5/ Electronic Ballast |  | 32 | 1058 | 1
[20 empty] | 4ft_Lamp | T5_4ft_Lamp | T5_4ft_Lamp_2 Lamp 4’ 28W T5/ Electronic Ballast | 2 Lamp 4’ 28W T5/ Electronic Ballast |  | 63 | 1059 | 2
[20 empty] | 4ft_Lamp | T5_4ft_Lamp | T5_4ft_Lamp_3 Lamp 4’ 28W T5/ Electronic Ballast | 3 Lamp 4’ 28W T5/ Electronic Ballast |  | 95 | 1060 | 3
[21 empty] | T8 U-Bend_ | T8 U-Bend__1 Lamp U-Bend T8/ Electronic Ballast | 1 Lamp U-Bend T8/ Electronic Ballast |  | 30 | 1061 | 1
[21 empty] | T8 U-Bend_ | T8 U-Bend__1 Lamp U-Bend T8/ Energy Efficient Magnetic | 1 Lamp U-Bend T8/ Energy Efficient Magnetic |  | 37 | 1062 | 1
[21 empty] | T8 U-Bend_ | T8 U-Bend__1 Lamp U-Bend T8/ Electronic Ballast Low Power | 1 Lamp U-Bend T8/ Electronic Ballast Low Power |  | 26 | 1063 | 1
[21 empty] | T8 U-Bend_ | T8 U-Bend__1 Lamp U-Bend 25W T8 Energy Efficient Lamp/ ELEE High Power | 1 Lamp U-Bend 25W T8 Energy Efficient Lamp/ ELEE High Power |  | 30 | 1064 | 1
[21 empty] | T8 U-Bend_ | T8 U-Bend__1 Lamp U-Bend 25W T8 Energy Efficient Lamp/ ELEE | 1 Lamp U-Bend 25W T8 Energy Efficient Lamp/ ELEE |  | 22 | 1065 | 1
[21 empty] | T8 U-Bend_ | T8 U-Bend__1 Lamp U-Bend 25W T8 Energy Efficient Lamp/ ELEE Low Power | 1 Lamp U-Bend 25W T8 Energy Efficient Lamp/ ELEE Low Power |  | 19 | 1066 | 1
[21 empty] | T8 U-Bend_ | T8 U-Bend__1 Lamp U-Bend 28W T8 Energy Efficient Lamp/ ELEE High Power | 1 Lamp U-Bend 28W T8 Energy Efficient Lamp/ ELEE High Power |  | 33 | 1067 | 1
[21 empty] | T8 U-Bend_ | T8 U-Bend__1 Lamp U-Bend 28W T8 Energy Efficient Lamp/ ELEE | 1 Lamp U-Bend 28W T8 Energy Efficient Lamp/ ELEE |  | 24 | 1068 | 1
[21 empty] | T8 U-Bend_ | T8 U-Bend__1 Lamp U-Bend 28W T8 Energy Efficient Lamp/ ELEE Low Power | 1 Lamp U-Bend 28W T8 Energy Efficient Lamp/ ELEE Low Power |  | 22 | 1069 | 1
[21 empty] | T8 U-Bend_ | T8 U-Bend__1 Lamp U-Bend 30W T8 Energy Efficient Lamp/ ELEE High Power | 1 Lamp U-Bend 30W T8 Energy Efficient Lamp/ ELEE High Power |  | 36 | 1070 | 1
[21 empty] | T8 U-Bend_ | T8 U-Bend__1 Lamp U-Bend 30W T8 Energy Efficient Lamp/ ELEE | 1 Lamp U-Bend 30W T8 Energy Efficient Lamp/ ELEE |  | 26 | 1071 | 1
[21 empty] | T8 U-Bend_ | T8 U-Bend__1 Lamp U-Bend 30W T8 Energy Efficient Lamp/ ELEE Low Power | 1 Lamp U-Bend 30W T8 Energy Efficient Lamp/ ELEE Low Power |  | 24 | 1072 | 1
[21 empty] | T8 U-Bend_ | T8 U-Bend__1 Lamp U-Bend 32W T8 Energy Efficient Lamp/ ELEE High Power | 1 Lamp U-Bend 32W T8 Energy Efficient Lamp/ ELEE High Power |  | 38 | 1073 | 1
[21 empty] | T8 U-Bend_ | T8 U-Bend__1 Lamp U-Bend 32W T8 Energy Efficient Lamp/ ELEE | 1 Lamp U-Bend 32W T8 Energy Efficient Lamp/ ELEE |  | 28 | 1074 | 1
[21 empty] | T8 U-Bend_ | T8 U-Bend__1 Lamp U-Bend 32W T8 Energy Efficient Lamp/ ELEE Low Power | 1 Lamp U-Bend 32W T8 Energy Efficient Lamp/ ELEE Low Power |  | 25 | 1075 | 1
[21 empty] | T8 U-Bend_ | T8 U-Bend__2 Lamp U-Bend T8/ Electronic Ballast | 2 Lamp U-Bend T8/ Electronic Ballast |  | 60 | 1076 | 2
[21 empty] | T8 U-Bend_ | T8 U-Bend__2 Lamp U-Bend T8/ Electronic Ballast High Lumen | 2 Lamp U-Bend T8/ Electronic Ballast High Lumen |  | 78 | 1077 | 2
[21 empty] | T8 U-Bend_ | T8 U-Bend__2 Lamp U-Bend T8/ Energy Efficient Magnetic | 2 Lamp U-Bend T8/ Energy Efficient Magnetic |  | 70 | 1078 | 2
[21 empty] | T8 U-Bend_ | T8 U-Bend__2 Lamp U-Bend 25W T8 Energy Efficient Lamp/ ELEE High Power | 2 Lamp U-Bend 25W T8 Energy Efficient Lamp/ ELEE High Power |  | 57 | 1079 | 2
[21 empty] | T8 U-Bend_ | T8 U-Bend__2 Lamp U-Bend 25W T8 Energy Efficient Lamp/ ELEE | 2 Lamp U-Bend 25W T8 Energy Efficient Lamp/ ELEE |  | 43 | 1080 | 2
[21 empty] | T8 U-Bend_ | T8 U-Bend__2 Lamp U-Bend 25W T8 Energy Efficient Lamp/ ELEE Low Power | 2 Lamp U-Bend 25W T8 Energy Efficient Lamp/ ELEE Low Power |  | 37 | 1081 | 2
[21 empty] | T8 U-Bend_ | T8 U-Bend__2 Lamp U-Bend 28W T8 Energy Efficient Lamp/ ELEE High Power | 2 Lamp U-Bend 28W T8 Energy Efficient Lamp/ ELEE High Power |  | 64 | 1082 | 2
[21 empty] | T8 U-Bend_ | T8 U-Bend__2 Lamp U-Bend 28W T8 Energy Efficient Lamp/ ELEE | 2 Lamp U-Bend 28W T8 Energy Efficient Lamp/ ELEE |  | 48 | 1083 | 2
[21 empty] | T8 U-Bend_ | T8 U-Bend__2 Lamp U-Bend 28W T8 Energy Efficient Lamp/ ELEE Low Power | 2 Lamp U-Bend 28W T8 Energy Efficient Lamp/ ELEE Low Power |  | 42 | 1084 | 2
[21 empty] | T8 U-Bend_ | T8 U-Bend__2 Lamp U-Bend 30W T8 Energy Efficient Lamp/ ELEE High Power | 2 Lamp U-Bend 30W T8 Energy Efficient Lamp/ ELEE High Power |  | 69 | 1085 | 2
[21 empty] | T8 U-Bend_ | T8 U-Bend__2 Lamp U-Bend 30W T8 Energy Efficient Lamp/ ELEE | 2 Lamp U-Bend 30W T8 Energy Efficient Lamp/ ELEE |  | 52 | 1086 | 2
[21 empty] | T8 U-Bend_ | T8 U-Bend__2 Lamp U-Bend 30W T8 Energy Efficient Lamp/ ELEE Low Power | 2 Lamp U-Bend 30W T8 Energy Efficient Lamp/ ELEE Low Power |  | 45 | 1087 | 2
[21 empty] | T8 U-Bend_ | T8 U-Bend__2 Lamp U-Bend 32W T8 Energy Efficient Lamp/ ELEE High Power | 2 Lamp U-Bend 32W T8 Energy Efficient Lamp/ ELEE High Power |  | 73 | 1088 | 2
[21 empty] | T8 U-Bend_ | T8 U-Bend__2 Lamp U-Bend 32W T8 Energy Efficient Lamp/ ELEE | 2 Lamp U-Bend 32W T8 Energy Efficient Lamp/ ELEE |  | 53 | 1089 | 2
[21 empty] | T8 U-Bend_ | T8 U-Bend__2 Lamp U-Bend 32W T8 Energy Efficient Lamp/ ELEE Low Power | 2 Lamp U-Bend 32W T8 Energy Efficient Lamp/ ELEE Low Power |  | 47 | 1090 | 2
[21 empty] | T8 U-Bend_ | T8 U-Bend__3 Lamp U-Bend T8/ Electronic Ballast | 3 Lamp U-Bend T8/ Electronic Ballast |  | 88 | 1091 | 3
[21 empty] | T8 U-Bend_ | T8 U-Bend__3 Lamp U-Bend T8/ Electronic Ballast High Lumen | 3 Lamp U-Bend T8/ Electronic Ballast High Lumen |  | 112 | 1092 | 3
[21 empty] | T8 U-Bend_ | T8 U-Bend__3 Lamp U-Bend T8/ Energy Efficient Magnetic | 3 Lamp U-Bend T8/ Energy Efficient Magnetic |  | 107 | 1093 | 3
[21 empty] | T8 U-Bend_ | T8 U-Bend__3 Lamp U-Bend 25W T8 Energy Efficient Lamp/ ELEE High Power | 3 Lamp U-Bend 25W T8 Energy Efficient Lamp/ ELEE High Power |  | 86 | 1094 | 3
[21 empty] | T8 U-Bend_ | T8 U-Bend__3 Lamp U-Bend 25W T8 Energy Efficient Lamp/ ELEE | 3 Lamp U-Bend 25W T8 Energy Efficient Lamp/ ELEE |  | 64 | 1095 | 3
[21 empty] | T8 U-Bend_ | T8 U-Bend__3 Lamp U-Bend 25W T8 Energy Efficient Lamp/ ELEE Low Power | 3 Lamp U-Bend 25W T8 Energy Efficient Lamp/ ELEE Low Power |  | 57 | 1096 | 3
[21 empty] | T8 U-Bend_ | T8 U-Bend__3 Lamp U-Bend 28W T8 Energy Efficient Lamp/ ELEE High Power | 3 Lamp U-Bend 28W T8 Energy Efficient Lamp/ ELEE High Power |  | 96 | 1097 | 3
[21 empty] | T8 U-Bend_ | T8 U-Bend__3 Lamp U-Bend 28W T8 Energy Efficient Lamp/ ELEE | 3 Lamp U-Bend 28W T8 Energy Efficient Lamp/ ELEE |  | 72 | 1098 | 3
[21 empty] | T8 U-Bend_ | T8 U-Bend__3 Lamp U-Bend 28W T8 Energy Efficient Lamp/ ELEE Low Power | 3 Lamp U-Bend 28W T8 Energy Efficient Lamp/ ELEE Low Power |  | 63 | 1099 | 3
[21 empty] | T8 U-Bend_ | T8 U-Bend__3 Lamp U-Bend 30W T8 Energy Efficient Lamp/ ELEE High Power | 3 Lamp U-Bend 30W T8 Energy Efficient Lamp/ ELEE High Power |  | 103 | 1100 | 3
[21 empty] | T8 U-Bend_ | T8 U-Bend__3 Lamp U-Bend 30W T8 Energy Efficient Lamp/ ELEE | 3 Lamp U-Bend 30W T8 Energy Efficient Lamp/ ELEE |  | 77 | 1101 | 3
[21 empty] | T8 U-Bend_ | T8 U-Bend__3 Lamp U-Bend 30W T8 Energy Efficient Lamp/ ELEE Low Power | 3 Lamp U-Bend 30W T8 Energy Efficient Lamp/ ELEE Low Power |  | 68 | 1102 | 3
[21 empty] | T8 U-Bend_ | T8 U-Bend__3 Lamp U-Bend 32W T8 Energy Efficient Lamp/ ELEE High Power | 3 Lamp U-Bend 32W T8 Energy Efficient Lamp/ ELEE High Power |  | 109 | 1103 | 3
[21 empty] | T8 U-Bend_ | T8 U-Bend__3 Lamp U-Bend 32W T8 Energy Efficient Lamp/ ELEE | 3 Lamp U-Bend 32W T8 Energy Efficient Lamp/ ELEE |  | 82 | 1104 | 3
[21 empty] | T8 U-Bend_ | T8 U-Bend__3 Lamp U-Bend 32W T8 Energy Efficient Lamp/ ELEE Low Power | 3 Lamp U-Bend 32W T8 Energy Efficient Lamp/ ELEE Low Power |  | 72 | 1105 | 3
[21 empty] | T8 U-Bend_ | T8 U-Bend__4 Lamp U-Bend T8/ Electronic Ballast | 4 Lamp U-Bend T8/ Electronic Ballast |  | 112 | 1106 | 4
[21 empty] | T8 U-Bend_ | T8 U-Bend__4 Lamp U-Bend T8/ Electronic Ballast High Lumen | 4 Lamp U-Bend T8/ Electronic Ballast High Lumen |  | 156 | 1107 | 4
[21 empty] | T8 U-Bend_ | T8 U-Bend__4 Lamp U-Bend T8/ Electronic Ballast Low Power | 4 Lamp U-Bend T8/ Electronic Ballast Low Power |  | 98 | 1108 | 4
[21 empty] | T8 U-Bend_ | T8 U-Bend__4 Lamp U-Bend T8/ Energy Efficient Magnetic | 4 Lamp U-Bend T8/ Energy Efficient Magnetic |  | 140 | 1109 | 4
[21 empty] | T8 U-Bend_ | T8 U-Bend__4 Lamp U-Bend 25W T8 Energy Efficient Lamp/ ELEE High Power | 4 Lamp U-Bend 25W T8 Energy Efficient Lamp/ ELEE High Power |  | 111 | 1110 | 4
[21 empty] | T8 U-Bend_ | T8 U-Bend__4 Lamp U-Bend 25W T8 Energy Efficient Lamp/ ELEE | 4 Lamp U-Bend 25W T8 Energy Efficient Lamp/ ELEE |  | 86 | 1111 | 4
[21 empty] | T8 U-Bend_ | T8 U-Bend__4 Lamp U-Bend 25W T8 Energy Efficient Lamp/ ELEE Low Power | 4 Lamp U-Bend 25W T8 Energy Efficient Lamp/ ELEE Low Power |  | 75 | 1112 | 4
[21 empty] | T8 U-Bend_ | T8 U-Bend__4 Lamp U-Bend 28W T8 Energy Efficient Lamp/ ELEE High Power | 4 Lamp U-Bend 28W T8 Energy Efficient Lamp/ ELEE High Power |  | 126 | 1113 | 4
[21 empty] | T8 U-Bend_ | T8 U-Bend__4 Lamp U-Bend 28W T8 Energy Efficient Lamp/ ELEE | 4 Lamp U-Bend 28W T8 Energy Efficient Lamp/ ELEE |  | 94 | 1114 | 4
[21 empty] | T8 U-Bend_ | T8 U-Bend__4 Lamp U-Bend 28W T8 Energy Efficient Lamp/ ELEE Low Power | 4 Lamp U-Bend 28W T8 Energy Efficient Lamp/ ELEE Low Power |  | 83 | 1115 | 4
[21 empty] | T8 U-Bend_ | T8 U-Bend__4 Lamp U-Bend 30W T8 Energy Efficient Lamp/ ELEE High Power | 4 Lamp U-Bend 30W T8 Energy Efficient Lamp/ ELEE High Power |  | 133 | 1116 | 4
[21 empty] | T8 U-Bend_ | T8 U-Bend__4 Lamp U-Bend 30W T8 Energy Efficient Lamp/ ELEE | 4 Lamp U-Bend 30W T8 Energy Efficient Lamp/ ELEE |  | 101 | 1117 | 4
[21 empty] | T8 U-Bend_ | T8 U-Bend__4 Lamp U-Bend 30W T8 Energy Efficient Lamp/ ELEE Low Power | 4 Lamp U-Bend 30W T8 Energy Efficient Lamp/ ELEE Low Power |  | 89 | 1118 | 4
[21 empty] | T8 U-Bend_ | T8 U-Bend__4 Lamp U-Bend 32W T8 Energy Efficient Lamp/ ELEE High Power | 4 Lamp U-Bend 32W T8 Energy Efficient Lamp/ ELEE High Power |  | 141 | 1119 | 4
[21 empty] | T8 U-Bend_ | T8 U-Bend__4 Lamp U-Bend 32W T8 Energy Efficient Lamp/ ELEE | 4 Lamp U-Bend 32W T8 Energy Efficient Lamp/ ELEE |  | 107 | 1120 | 4
[21 empty] | T8 U-Bend_ | T8 U-Bend__4 Lamp U-Bend 32W T8 Energy Efficient Lamp/ ELEE Low Power | 4 Lamp U-Bend 32W T8 Energy Efficient Lamp/ ELEE Low Power |  | 95 | 1121 | 4
[21 empty] | T8 U-Bend_ | T8 U-Bend__5 Lamp U-Bend T8/ Electronic Ballast | 5 Lamp U-Bend T8/ Electronic Ballast |  | 148 | 1122 | 5
[21 empty] | T8 U-Bend_ | T8 U-Bend__5 Lamp U-Bend T8/ Electronic Ballast High Lumen | 5 Lamp U-Bend T8/ Electronic Ballast High Lumen |  | 190 | 1123 | 5
[21 empty] | T8 U-Bend_ | T8 U-Bend__6 Lamp U-Bend T8/ Electronic Ballast | 6 Lamp U-Bend T8/ Electronic Ballast |  | 174 | 1124 | 6
[21 empty] | T8 U-Bend_ | T8 U-Bend__6 Lamp U-Bend 32W T8 Energy Efficient Lamp/ ELEE High Power | 6 Lamp U-Bend 32W T8 Energy Efficient Lamp/ ELEE High Power |  | 218 | 1125 | 6
[21 empty] | T8 U-Bend_ | T8 U-Bend__6 Lamp U-Bend 32W T8 Energy Efficient Lamp/ ELEE | 6 Lamp U-Bend 32W T8 Energy Efficient Lamp/ ELEE |  | 168 | 1126 | 6
[21 empty] | T8 U-Bend_ | T8 U-Bend__6 Lamp U-Bend 32W T8 Energy Efficient Lamp/ ELEE Low Power | 6 Lamp U-Bend 32W T8 Energy Efficient Lamp/ ELEE Low Power |  | 146 | 1127 | 6
[21 empty] | T8 U-Bend_ | T8 U-Bend__8 Lamp U-Bend T8/ Electronic Ballast High Lumen | 8 Lamp U-Bend T8/ Electronic Ballast High Lumen |  | 312 | 1128 | 8
[21 empty] | T8_ | T8__---T8--- | ---T8--- |  |  | 1129 | N/A
[21 empty] | T8_ | T8__1 Lamp 2’ 17W T8 Energy Efficient Lamp/ ELEE Low Power | 1 Lamp 2’ 17W T8 Energy Efficient Lamp/ ELEE Low Power |  | 14 | 1130 | 1
[21 empty] | T8_ | T8__1 Lamp 2’ 17W T8 Energy Efficient Lamp/ ELEE | 1 Lamp 2’ 17W T8 Energy Efficient Lamp/ ELEE |  | 17 | 1131 | 1
[21 empty] | T8_ | T8__1 Lamp 2’ 17W T8 Energy Efficient Lamp/ ELEE High Power | 1 Lamp 2’ 17W T8 Energy Efficient Lamp/ ELEE High Power |  | 20 | 1132 | 1
[21 empty] | T8_ | T8__1 Lamp 2' 17W T8/ Electronic Ballast | 1 Lamp 2' 17W T8/ Electronic Ballast |  | 17 | 1133 | 1
[21 empty] | T8_ | T8__1 Lamp 2' F28 Biax / Electronic Ballast | 1 Lamp 2' F28 Biax / Electronic Ballast |  | 32 | 1134 | 1
[21 empty] | T8_ | T8__2 Lamp 2' 17W T8/ Electronic Ballast | 2 Lamp 2' 17W T8/ Electronic Ballast |  | 37 | 1135 | 2
[21 empty] | T8_ | T8__2 Lamp 2' 17W T8/ Electronic Ballast Low Power | 2 Lamp 2' 17W T8/ Electronic Ballast Low Power |  | 27 | 1136 | 2
[21 empty] | T8_ | T8__2 Lamp 2' 17W T8/ Energy Efficient Magnetic | 2 Lamp 2' 17W T8/ Energy Efficient Magnetic |  | 45 | 1137 | 2
[21 empty] | T8_ | T8__2 Lamp 2’ 17W T8 Energy Efficient Lamp/ ELEE Low Power | 2 Lamp 2’ 17W T8 Energy Efficient Lamp/ ELEE Low Power |  | 27 | 1138 | 2
[21 empty] | T8_ | T8__2 Lamp 2’ 17W T8 Energy Efficient Lamp/ ELEE | 2 Lamp 2’ 17W T8 Energy Efficient Lamp/ ELEE |  | 32 | 1139 | 2
[21 empty] | T8_ | T8__2 Lamp 2’ 17W T8 Energy Efficient Lamp/ ELEE High Power | 2 Lamp 2’ 17W T8 Energy Efficient Lamp/ ELEE High Power |  | 40 | 1140 | 2
[21 empty] | T8_ | T8__3 Lamp 2' 17W T8/ Electronic Ballast | 3 Lamp 2' 17W T8/ Electronic Ballast |  | 53 | 1141 | 3
[21 empty] | T8_ | T8__3 Lamp 2' 17 T8/ Electronic Ballast Low Power | 3 Lamp 2' 17 T8/ Electronic Ballast Low Power |  | 39 | 1142 | 3
[21 empty] | T8_ | T8__3 Lamp 2’ 17W T8 Energy Efficient Lamp/ ELEE Low Power | 3 Lamp 2’ 17W T8 Energy Efficient Lamp/ ELEE Low Power |  | 39 | 1143 | 3
[21 empty] | T8_ | T8__3 Lamp 2’ 17W T8 Energy Efficient Lamp/ ELEE | 3 Lamp 2’ 17W T8 Energy Efficient Lamp/ ELEE |  | 46 | 1144 | 3
[21 empty] | T8_ | T8__3 Lamp 2’ 17W T8 Energy Efficient Lamp/ ELEE High Power | 3 Lamp 2’ 17W T8 Energy Efficient Lamp/ ELEE High Power |  | 61 | 1145 | 3
[21 empty] | T8_ | T8__4 Lamp 2' 17W T8/ Electronic Ballast | 4 Lamp 2' 17W T8/ Electronic Ballast |  | 62 | 1146 | 4
[21 empty] | T8_ | T8__1 Lamp 3' 25W T8/ Electronic Ballast | 1 Lamp 3' 25W T8/ Electronic Ballast |  | 24 | 1147 | 1
[21 empty] | T8_ | T8__1 Lamp 3’ 25W T8 Energy Efficient Lamp/ ELEE Low Power | 1 Lamp 3’ 25W T8 Energy Efficient Lamp/ ELEE Low Power |  | 21 | 1148 | 1
[21 empty] | T8_ | T8__1 Lamp 3’ 25W T8 Energy Efficient Lamp/ ELEE | 1 Lamp 3’ 25W T8 Energy Efficient Lamp/ ELEE |  | 24 | 1149 | 1
[21 empty] | T8_ | T8__1 Lamp 3’ 25W T8 Energy Efficient Lamp/ ELEE High Power | 1 Lamp 3’ 25W T8 Energy Efficient Lamp/ ELEE High Power |  | 30 | 1150 | 1
[21 empty] | T8_ | T8__2 Lamp 3' 25W T8/ Electronic Ballast | 2 Lamp 3' 25W T8/ Electronic Ballast |  | 47 | 1151 | 2
[21 empty] | T8_ | T8__2 Lamp 3' 25W T8/ Energy Efficient Magnetic | 2 Lamp 3' 25W T8/ Energy Efficient Magnetic |  | 65 | 1152 | 2
[21 empty] | T8_ | T8__2 Lamp 3’ 25W T8 Energy Efficient Lamp/ ELEE Low Power | 2 Lamp 3’ 25W T8 Energy Efficient Lamp/ ELEE Low Power |  | 40 | 1153 | 2
[21 empty] | T8_ | T8__2 Lamp 3’ 25W T8 Energy Efficient Lamp/ ELEE | 2 Lamp 3’ 25W T8 Energy Efficient Lamp/ ELEE |  | 45 | 1154 | 2
[21 empty] | T8_ | T8__2 Lamp 3’ 25W T8 Energy Efficient Lamp/ ELEE High Power | 2 Lamp 3’ 25W T8 Energy Efficient Lamp/ ELEE High Power |  | 60 | 1155 | 2
[21 empty] | T8_ | T8__3 Lamp 3’ 25W T8 Energy Efficient Lamp/ ELEE Low Power | 3 Lamp 3’ 25W T8 Energy Efficient Lamp/ ELEE Low Power |  | 58 | 1156 | 3
[21 empty] | T8_ | T8__3 Lamp 3’ 25W T8 Energy Efficient Lamp/ ELEE | 3 Lamp 3’ 25W T8 Energy Efficient Lamp/ ELEE |  | 67 | 1157 | 3
[21 empty] | T8_ | T8__3 Lamp 3’ 25W T8 Energy Efficient Lamp/ ELEE High Power | 3 Lamp 3’ 25W T8 Energy Efficient Lamp/ ELEE High Power |  | 90 | 1158 | 3
[21 empty] | T8_ | T8__4 Lamp 3' 25W T8/ Electronic Ballast | 4 Lamp 3' 25W T8/ Electronic Ballast |  | 88 | 1159 | 4
[21 empty] | T8_ | T8__1 Lamp 4’ T8/ Electronic Ballast | 1 Lamp 4’ T8/ Electronic Ballast |  | 30 | 1160 | 1
[21 empty] | T8_ | T8__1 Lamp 4' T8/ Electronic Ballast Low Power | 1 Lamp 4' T8/ Electronic Ballast Low Power |  | 26 | 1161 | 1
[21 empty] | T8_ | T8__1 Lamp 4’ T8/ Energy Efficient Magnetic | 1 Lamp 4’ T8/ Energy Efficient Magnetic |  | 37 | 1162 | 1
[21 empty] | T8_ | T8__1 Lamp 4’ 25W T8 Energy Efficient Lamp/ ELEE High Power | 1 Lamp 4’ 25W T8 Energy Efficient Lamp/ ELEE High Power |  | 30 | 1163 | 1
[21 empty] | T8_ | T8__1 Lamp 4’ 25W T8 Energy Efficient Lamp/ ELEE | 1 Lamp 4’ 25W T8 Energy Efficient Lamp/ ELEE |  | 22 | 1164 | 1
[21 empty] | T8_ | T8__1 Lamp 4’ 25W T8 Energy Efficient Lamp/ ELEE Low Power | 1 Lamp 4’ 25W T8 Energy Efficient Lamp/ ELEE Low Power |  | 19 | 1165 | 1
[21 empty] | T8_ | T8__1 Lamp 4’ 28W T8 Energy Efficient Lamp/ ELEE High Power | 1 Lamp 4’ 28W T8 Energy Efficient Lamp/ ELEE High Power |  | 33 | 1166 | 1
[21 empty] | T8_ | T8__1 Lamp 4’ 28W T8 Energy Efficient Lamp/ ELEE | 1 Lamp 4’ 28W T8 Energy Efficient Lamp/ ELEE |  | 24 | 1167 | 1
[21 empty] | T8_ | T8__1 Lamp 4’ 28W T8 Energy Efficient Lamp/ ELEE Low Power | 1 Lamp 4’ 28W T8 Energy Efficient Lamp/ ELEE Low Power |  | 22 | 1168 | 1
[21 empty] | T8_ | T8__1 Lamp 4’ 30W T8 Energy Efficient Lamp/ ELEE High Power | 1 Lamp 4’ 30W T8 Energy Efficient Lamp/ ELEE High Power |  | 36 | 1169 | 1
[21 empty] | T8_ | T8__1 Lamp 4’ 30W T8 Energy Efficient Lamp/ ELEE | 1 Lamp 4’ 30W T8 Energy Efficient Lamp/ ELEE |  | 26 | 1170 | 1
[21 empty] | T8_ | T8__1 Lamp 4’ 30W T8 Energy Efficient Lamp/ ELEE Low Power | 1 Lamp 4’ 30W T8 Energy Efficient Lamp/ ELEE Low Power |  | 24 | 1171 | 1
[21 empty] | T8_ | T8__1 Lamp 4’ 32W T8 Energy Efficient Lamp/ ELEE High Power | 1 Lamp 4’ 32W T8 Energy Efficient Lamp/ ELEE High Power |  | 38 | 1172 | 1
[21 empty] | T8_ | T8__1 Lamp 4’ 32W T8 Energy Efficient Lamp/ ELEE | 1 Lamp 4’ 32W T8 Energy Efficient Lamp/ ELEE |  | 28 | 1173 | 1
[21 empty] | T8_ | T8__1 Lamp 4’ 32W T8 Energy Efficient Lamp/ ELEE Low Power | 1 Lamp 4’ 32W T8 Energy Efficient Lamp/ ELEE Low Power |  | 25 | 1174 | 1
[21 empty] | T8_ | T8__2 Lamp 4’ T8/ Electronic Ballast | 2 Lamp 4’ T8/ Electronic Ballast |  | 60 | 1175 | 2
[21 empty] | T8_ | T8__2 Lamp 4’ T8/ Electronic Ballast High Lumen | 2 Lamp 4’ T8/ Electronic Ballast High Lumen |  | 78 | 1176 | 2
[21 empty] | T8_ | T8__2 Lamp 4 T8/ Electronic Ballast Low Power | 2 Lamp 4 T8/ Electronic Ballast Low Power |  | 52 | 1177 | 2
[21 empty] | T8_ | T8__2 Lamp 4’ T8/ Energy Efficient Magnetic | 2 Lamp 4’ T8/ Energy Efficient Magnetic |  | 70 | 1178 | 2
[21 empty] | T8_ | T8__2 Lamp 4’ 25W T8 Energy Efficient Lamp/ ELEE High Power | 2 Lamp 4’ 25W T8 Energy Efficient Lamp/ ELEE High Power |  | 57 | 1179 | 2
[21 empty] | T8_ | T8__2 Lamp 4’ 25W T8 Energy Efficient Lamp/ ELEE | 2 Lamp 4’ 25W T8 Energy Efficient Lamp/ ELEE |  | 43 | 1180 | 2
[21 empty] | T8_ | T8__2 Lamp 4’ 25W T8 Energy Efficient Lamp/ ELEE Low Power | 2 Lamp 4’ 25W T8 Energy Efficient Lamp/ ELEE Low Power |  | 37 | 1181 | 2
[21 empty] | T8_ | T8__2 Lamp 4’ 28W T8 Energy Efficient Lamp/ ELEE High Power | 2 Lamp 4’ 28W T8 Energy Efficient Lamp/ ELEE High Power |  | 64 | 1182 | 2
[21 empty] | T8_ | T8__2 Lamp 4’ 28W T8 Energy Efficient Lamp/ ELEE | 2 Lamp 4’ 28W T8 Energy Efficient Lamp/ ELEE |  | 48 | 1183 | 2
[21 empty] | T8_ | T8__2 Lamp 4’ 28W T8 Energy Efficient Lamp/ ELEE Low Power | 2 Lamp 4’ 28W T8 Energy Efficient Lamp/ ELEE Low Power |  | 42 | 1184 | 2
[21 empty] | T8_ | T8__2 Lamp 4’ 30W T8 Energy Efficient Lamp/ ELEE High Power | 2 Lamp 4’ 30W T8 Energy Efficient Lamp/ ELEE High Power |  | 69 | 1185 | 2
[21 empty] | T8_ | T8__2 Lamp 4’ 30W T8 Energy Efficient Lamp/ ELEE | 2 Lamp 4’ 30W T8 Energy Efficient Lamp/ ELEE |  | 52 | 1186 | 2
[21 empty] | T8_ | T8__2 Lamp 4’ 30W T8 Energy Efficient Lamp/ ELEE Low Power | 2 Lamp 4’ 30W T8 Energy Efficient Lamp/ ELEE Low Power |  | 45 | 1187 | 2
[21 empty] | T8_ | T8__2 Lamp 4’ 32W T8 Energy Efficient Lamp/ ELEE High Power | 2 Lamp 4’ 32W T8 Energy Efficient Lamp/ ELEE High Power |  | 73 | 1188 | 2
[21 empty] | T8_ | T8__2 Lamp 4’ 32W T8 Energy Efficient Lamp/ ELEE | 2 Lamp 4’ 32W T8 Energy Efficient Lamp/ ELEE |  | 53 | 1189 | 2
[21 empty] | T8_ | T8__2 Lamp 4’ 32W T8 Energy Efficient Lamp/ ELEE Low Power | 2 Lamp 4’ 32W T8 Energy Efficient Lamp/ ELEE Low Power |  | 47 | 1190 | 2
[21 empty] | T8_ | T8__3 Lamp 4’ T8/ Electronic Ballast | 3 Lamp 4’ T8/ Electronic Ballast |  | 88 | 1191 | 3
[21 empty] | T8_ | T8__3 Lamp 4’ T8/ Electronic Ballast High Lumen | 3 Lamp 4’ T8/ Electronic Ballast High Lumen |  | 112 | 1192 | 3
[21 empty] | T8_ | T8__3 Lamp 4 T8/ Electronic Ballast Low Power | 3 Lamp 4 T8/ Electronic Ballast Low Power |  | 76 | 1193 | 3
[21 empty] | T8_ | T8__3 Lamp 4’ T8/ Energy Efficient Magnetic | 3 Lamp 4’ T8/ Energy Efficient Magnetic |  | 107 | 1194 | 3
[21 empty] | T8_ | T8__3 Lamp 4’ 25W T8 Energy Efficient Lamp/ ELEE High Power | 3 Lamp 4’ 25W T8 Energy Efficient Lamp/ ELEE High Power |  | 86 | 1195 | 3
[21 empty] | T8_ | T8__3 Lamp 4’ 25W T8 Energy Efficient Lamp/ ELEE | 3 Lamp 4’ 25W T8 Energy Efficient Lamp/ ELEE |  | 64 | 1196 | 3
[21 empty] | T8_ | T8__3 Lamp 4’ 25W T8 Energy Efficient Lamp/ ELEE Low Power | 3 Lamp 4’ 25W T8 Energy Efficient Lamp/ ELEE Low Power |  | 57 | 1197 | 3
[21 empty] | T8_ | T8__3 Lamp 4’ 28W T8 Energy Efficient Lamp/ ELEE High Power | 3 Lamp 4’ 28W T8 Energy Efficient Lamp/ ELEE High Power |  | 96 | 1198 | 3
[21 empty] | T8_ | T8__3 Lamp 4’ 28W T8 Energy Efficient Lamp/ ELEE | 3 Lamp 4’ 28W T8 Energy Efficient Lamp/ ELEE |  | 72 | 1199 | 3
[21 empty] | T8_ | T8__3 Lamp 4’ 28W T8 Energy Efficient Lamp/ ELEE Low Power | 3 Lamp 4’ 28W T8 Energy Efficient Lamp/ ELEE Low Power |  | 63 | 1200 | 3
[21 empty] | T8_ | T8__3 Lamp 4’ 30W T8 Energy Efficient Lamp/ ELEE High Power | 3 Lamp 4’ 30W T8 Energy Efficient Lamp/ ELEE High Power |  | 103 | 1201 | 3
[21 empty] | T8_ | T8__3 Lamp 4’ 30W T8 Energy Efficient Lamp/ ELEE | 3 Lamp 4’ 30W T8 Energy Efficient Lamp/ ELEE |  | 77 | 1202 | 3
[21 empty] | T8_ | T8__3 Lamp 4’ 30W T8 Energy Efficient Lamp/ ELEE Low Power | 3 Lamp 4’ 30W T8 Energy Efficient Lamp/ ELEE Low Power |  | 68 | 1203 | 3
[21 empty] | T8_ | T8__3 Lamp 4’ 32W T8 Energy Efficient Lamp/ ELEE High Power | 3 Lamp 4’ 32W T8 Energy Efficient Lamp/ ELEE High Power |  | 109 | 1204 | 3
[21 empty] | T8_ | T8__3 Lamp 4’ 32W T8 Energy Efficient Lamp/ ELEE | 3 Lamp 4’ 32W T8 Energy Efficient Lamp/ ELEE |  | 82 | 1205 | 3
[21 empty] | T8_ | T8__3 Lamp 4’ 32W T8 Energy Efficient Lamp/ ELEE Low Power | 3 Lamp 4’ 32W T8 Energy Efficient Lamp/ ELEE Low Power |  | 72 | 1206 | 3
[21 empty] | T8_ | T8__4 Lamp 4’ T8/ Electronic Ballast | 4 Lamp 4’ T8/ Electronic Ballast |  | 112 | 1207 | 4
[21 empty] | T8_ | T8__4 Lamp 4’ T8/ Electronic Ballast High Lumen | 4 Lamp 4’ T8/ Electronic Ballast High Lumen |  | 156 | 1208 | 4
[21 empty] | T8_ | T8__4 Lamp 4’ T8/ Electronic Ballast Low Power | 4 Lamp 4’ T8/ Electronic Ballast Low Power |  | 98 | 1209 | 4
[21 empty] | T8_ | T8__4 Lamp 4’ T8/ Energy Efficient Magnetic | 4 Lamp 4’ T8/ Energy Efficient Magnetic |  | 140 | 1210 | 4
[21 empty] | T8_ | T8__4 Lamp 4’ 25W T8 Energy Efficient Lamp/ ELEE High Power | 4 Lamp 4’ 25W T8 Energy Efficient Lamp/ ELEE High Power |  | 111 | 1211 | 4
[21 empty] | T8_ | T8__4 Lamp 4’ 25W T8 Energy Efficient Lamp/ ELEE | 4 Lamp 4’ 25W T8 Energy Efficient Lamp/ ELEE |  | 86 | 1212 | 4
[21 empty] | T8_ | T8__4 Lamp 4’ 25W T8 Energy Efficient Lamp/ ELEE Low Power | 4 Lamp 4’ 25W T8 Energy Efficient Lamp/ ELEE Low Power |  | 75 | 1213 | 4
[21 empty] | T8_ | T8__4 Lamp 4’ 28W T8 Energy Efficient Lamp/ ELEE High Power | 4 Lamp 4’ 28W T8 Energy Efficient Lamp/ ELEE High Power |  | 126 | 1214 | 4
[21 empty] | T8_ | T8__4 Lamp 4’ 28W T8 Energy Efficient Lamp/ ELEE | 4 Lamp 4’ 28W T8 Energy Efficient Lamp/ ELEE |  | 94 | 1215 | 4
[21 empty] | T8_ | T8__4 Lamp 4’ 28W T8 Energy Efficient Lamp/ ELEE Low Power | 4 Lamp 4’ 28W T8 Energy Efficient Lamp/ ELEE Low Power |  | 83 | 1216 | 4
[21 empty] | T8_ | T8__4 Lamp 4’ 30W T8 Energy Efficient Lamp/ ELEE High Power | 4 Lamp 4’ 30W T8 Energy Efficient Lamp/ ELEE High Power |  | 133 | 1217 | 4
[21 empty] | T8_ | T8__4 Lamp 4’ 30W T8 Energy Efficient Lamp/ ELEE | 4 Lamp 4’ 30W T8 Energy Efficient Lamp/ ELEE |  | 101 | 1218 | 4
[21 empty] | T8_ | T8__4 Lamp 4’ 30W T8 Energy Efficient Lamp/ ELEE Low Power | 4 Lamp 4’ 30W T8 Energy Efficient Lamp/ ELEE Low Power |  | 89 | 1219 | 4
[21 empty] | T8_ | T8__4 Lamp 4’ 32W T8 Energy Efficient Lamp/ ELEE High Power | 4 Lamp 4’ 32W T8 Energy Efficient Lamp/ ELEE High Power |  | 141 | 1220 | 4
[21 empty] | T8_ | T8__4 Lamp 4’ 32W T8 Energy Efficient Lamp/ ELEE | 4 Lamp 4’ 32W T8 Energy Efficient Lamp/ ELEE |  | 107 | 1221 | 4
[21 empty] | T8_ | T8__4 Lamp 4’ 32W T8 Energy Efficient Lamp/ ELEE Low Power | 4 Lamp 4’ 32W T8 Energy Efficient Lamp/ ELEE Low Power |  | 95 | 1222 | 4
[21 empty] | T8_ | T8__5 Lamp 4’ T8/ Electronic Ballast | 5 Lamp 4’ T8/ Electronic Ballast |  | 148 | 1223 | 5
[21 empty] | T8_ | T8__5 Lamp 4’ T8/ Electronic Ballast High Lumen | 5 Lamp 4’ T8/ Electronic Ballast High Lumen |  | 190 | 1224 | 5
[21 empty] | T8_ | T8__6 Lamp 4’ T8/ Electronic Ballast | 6 Lamp 4’ T8/ Electronic Ballast |  | 174 | 1225 | 6
[21 empty] | T8_ | T8__6 Lamp 4’ 32W T8 Energy Efficient Lamp/ ELEE High Power | 6 Lamp 4’ 32W T8 Energy Efficient Lamp/ ELEE High Power |  | 218 | 1226 | 6
[21 empty] | T8_ | T8__6 Lamp 4’ 32W T8 Energy Efficient Lamp/ ELEE | 6 Lamp 4’ 32W T8 Energy Efficient Lamp/ ELEE |  | 168 | 1227 | 6
[21 empty] | T8_ | T8__6 Lamp 4’ 32W T8 Energy Efficient Lamp/ ELEE Low Power | 6 Lamp 4’ 32W T8 Energy Efficient Lamp/ ELEE Low Power |  | 146 | 1228 | 6
[21 empty] | T8_ | T8__8 Lamp 4’ T8/ Electronic Ballast High Lumen | 8 Lamp 4’ T8/ Electronic Ballast High Lumen |  | 312 | 1229 | 8
[21 empty] | T8_ | T8__2 Lamp 5’ T8/ Electronic Ballast | 2 Lamp 5’ T8/ Electronic Ballast |  | 68 | 1230 | 2
[21 empty] | T8_ | T8__3 Lamp 5’ T8/ Electronic Ballast | 3 Lamp 5’ T8/ Electronic Ballast |  | 106 | 1231 | 3
[21 empty] | T8_ | T8__1 Lamp 6’ T8 HO/ Electronic Ballast | 1 Lamp 6’ T8 HO/ Electronic Ballast |  | 80 | 1232 | 1
[21 empty] | T8_ | T8__2 Lamp 6’ T8 HO/ Electronic Ballast | 2 Lamp 6’ T8 HO/ Electronic Ballast |  | 160 | 1233 | 2
[21 empty] | T8_ | T8__1 Lamp 8’ T8/ Electronic Ballast | 1 Lamp 8’ T8/ Electronic Ballast |  | 60 | 1234 | 1
[21 empty] | T8_ | T8__1 Lamp 8’ T8 HO/ Electronic Ballast | 1 Lamp 8’ T8 HO/ Electronic Ballast |  | 85 | 1235 | 1
[21 empty] | T8_ | T8__2 Lamp 8’ T8/ Electronic Ballast | 2 Lamp 8’ T8/ Electronic Ballast |  | 109 | 1236 | 2
[21 empty] | T8_ | T8__2 Lamp 8’ T8/ Electronic Ballast Low Power | 2 Lamp 8’ T8/ Electronic Ballast Low Power |  | 100 | 1237 | 2
[21 empty] | T8_ | T8__2 Lamp 8’ T8 HO/ Electronic Ballast | 2 Lamp 8’ T8 HO/ Electronic Ballast |  | 160 | 1238 | 2
[21 empty] | T8_ | T8__1 Lamp 2' F55 Biax / Electronic Ballast | 1 Lamp 2' F55 Biax / Electronic Ballast |  | 56 | 1239 | 1
[21 empty] | T8_ | T8__1 Lamp 2' F80 Biax E/ Electronic Ballast | 1 Lamp 2' F80 Biax E/ Electronic Ballast |  | 90 | 1240 | 1
[21 empty] | T8_ | T8__2 Lamp 2' F28 Biax / Electronic Ballast | 2 Lamp 2' F28 Biax / Electronic Ballast |  | 63 | 1241 | 2
[21 empty] | T8_ | T8__2 Lamp 2' F40 Biax / Electronic Ballast | 2 Lamp 2' F40 Biax / Electronic Ballast |  | 72 | 1242 | 2
[21 empty] | T8_ | T8__2 Lamp 2' F50 Biax / Electronic Ballast | 2 Lamp 2' F50 Biax / Electronic Ballast |  | 108 | 1243 | 2
[21 empty] | T8_ | T8__2 Lamp 2' F55 Biax / Electronic Ballast | 2 Lamp 2' F55 Biax / Electronic Ballast |  | 112 | 1244 | 2
[21 empty] | T8_ | T8__3 Lamp 2' F28 Biax / Electronic Ballast | 3 Lamp 2' F28 Biax / Electronic Ballast |  | 94 | 1245 | 3
[21 empty] | T8_ | T8__3 Lamp 2' F40 Biax / Electronic Ballast | 3 Lamp 2' F40 Biax / Electronic Ballast |  | 102 | 1246 | 3
[21 empty] | T8_ | T8__3 Lamp 2' F50 Biax / Electronic Ballast | 3 Lamp 2' F50 Biax / Electronic Ballast |  | 162 | 1247 | 3
[21 empty] | T8_ | T8__3 Lamp 2' F55 Biax / Electronic Ballast | 3 Lamp 2' F55 Biax / Electronic Ballast |  | 168 | 1248 | 3
[21 empty] | T8_ | T8__4 Lamp 2' F36 Biax / Electronic Ballast | 4 Lamp 2' F36 Biax / Electronic Ballast |  | 148 | 1249 | 4
[21 empty] | T8_ | T8__4 Lamp 2' F40 Biax / Electronic Ballast | 4 Lamp 2' F40 Biax / Electronic Ballast |  | 144 | 1250 | 4
[21 empty] | T8_ | T8__4 Lamp 2' F50 Biax / Electronic Ballast | 4 Lamp 2' F50 Biax / Electronic Ballast |  | 216 | 1251 | 4
[21 empty] | T8_ | T8__4 Lamp 2' F55 Biax / Electronic Ballast | 4 Lamp 2' F55 Biax / Electronic Ballast |  | 224 | 1252 | 4
[21 empty] | T8_ | T8__5 Lamp 2' F40 Biax / Electronic Ballast | 5 Lamp 2' F40 Biax / Electronic Ballast |  | 190 | 1253 | 5
[21 empty] | T8_ | T8__5 Lamp 2' F50 Biax / Electronic Ballast | 5 Lamp 2' F50 Biax / Electronic Ballast |  | 270 | 1254 | 5
[21 empty] | T8_ | T8__5 Lamp 2' F55 Biax / Electronic Ballast | 5 Lamp 2' F55 Biax / Electronic Ballast |  | 280 | 1255 | 5
[21 empty] | T8_ | T8__6 Lamp 2' F36 Biax / Electronic Ballast | 6 Lamp 2' F36 Biax / Electronic Ballast |  | 212 | 1256 | 6
[21 empty] | T8_ | T8__6 Lamp 2' F40 Biax / Electronic Ballast | 6 Lamp 2' F40 Biax / Electronic Ballast |  | 204 | 1257 | 6
[21 empty] | T8_ | T8__6 Lamp 2' F50 Biax / Electronic Ballast | 6 Lamp 2' F50 Biax / Electronic Ballast |  | 324 | 1258 | 6
[21 empty] | T8_ | T8__6 Lamp 2' F55 Biax / Electronic Ballast | 6 Lamp 2' F55 Biax / Electronic Ballast |  | 336 | 1259 | 6
[21 empty] | T8_ | T8__8 Lamp 2' F36 Biax / Electronic Ballast | 8 Lamp 2' F36 Biax / Electronic Ballast |  | 296 | 1260 | 8
[21 empty] | T8_ | T8__8 Lamp 2' F40 Biax / Electronic Ballast | 8 Lamp 2' F40 Biax / Electronic Ballast |  | 288 | 1261 | 8
[21 empty] | T8_ | T8__8 Lamp 2' F50 Biax / Electronic Ballast | 8 Lamp 2' F50 Biax / Electronic Ballast |  | 432 | 1262 | 8
[21 empty] | T8_ | T8__8 Lamp 2' F55 Biax / Electronic Ballast | 8 Lamp 2' F55 Biax / Electronic Ballast |  | 448 | 1263 | 8
[21 empty] | T8_ | T8__9 Lamp 2' F36 Biax / Electronic Ballast | 9 Lamp 2' F36 Biax / Electronic Ballast |  | 318 | 1264 | 9
[21 empty] | T8_ | T8__9 Lamp 2' F40 Biax / Electronic Ballast | 9 Lamp 2' F40 Biax / Electronic Ballast |  | 306 | 1265 | 9
[21 empty] | T8_ | T8__9 Lamp 2' F50 Biax / Electronic Ballast | 9 Lamp 2' F50 Biax / Electronic Ballast |  | 486 | 1266 | 9
[21 empty] | T8_ | T8__9 Lamp 2' F55 Biax / Electronic Ballast | 9 Lamp 2' F55 Biax / Electronic Ballast |  | 504 | 1267 | 9
[21 empty] | T8_ | T8__12 Lamp 2' F40 Biax / Electronic Ballast | 12 Lamp 2' F40 Biax / Electronic Ballast |  | 408 | 1268 | 12
[21 empty] | T8_ | T8__12 Lamp 2' F50 Biax / Electronic Ballast | 12 Lamp 2' F50 Biax / Electronic Ballast |  | 648 | 1269 | 12
[21 empty] | T8_ | T8__12 Lamp 2' F55 Biax / Electronic Ballast | 12 Lamp 2' F55 Biax / Electronic Ballast |  | 672 | 1270 | 12
[21 empty] | T8_ | T8__1 Lamp 5’ HO/ Standard Lamp/ Electronic Ballast | 1 Lamp 5’ HO/ Standard Lamp/ Electronic Ballast |  | 59 | 1271 | 1
[21 empty] | T8_ | T8__1 Lamp 5’ HO/ Standard Lamp/ Energy Efficient Magnetic | 1 Lamp 5’ HO/ Standard Lamp/ Energy Efficient Magnetic |  | 90 | 1272 | 1
[21 empty] | T8_ | T8__1 Lamp 5’/ Standard Lamp/ Energy Efficient Magnetic | 1 Lamp 5’/ Standard Lamp/ Energy Efficient Magnetic |  | 73 | 1273 | 1
[21 empty] | T8_ | T8__2 Lamp 5’ HO/ Standard Lamp/ Electronic Ballast | 2 Lamp 5’ HO/ Standard Lamp/ Electronic Ballast |  | 123 | 1274 | 2
[21 empty] | T8_ | T8__2 Lamp 5’ HO/ Standard Lamp/ Energy Efficient Magnetic | 2 Lamp 5’ HO/ Standard Lamp/ Energy Efficient Magnetic |  | 178 | 1275 | 2
[21 empty] | T8_ | T8__2 Lamp 5’/ Standard Lamp/ Energy Efficient Magnetic | 2 Lamp 5’/ Standard Lamp/ Energy Efficient Magnetic |  | 122 | 1276 | 2
[20 empty] | 2ft_Lamp | T8_2ft_Lamp | T8_2ft_Lamp_1 Lamp 2’ 17W T8 Energy Efficient Lamp/ ELEE Low Power | 1 Lamp 2’ 17W T8 Energy Efficient Lamp/ ELEE Low Power |  | 14 | 1277 | 1
[20 empty] | 2ft_Lamp | T8_2ft_Lamp | T8_2ft_Lamp_1 Lamp 2’ 17W T8 Energy Efficient Lamp/ ELEE | 1 Lamp 2’ 17W T8 Energy Efficient Lamp/ ELEE |  | 17 | 1278 | 1
[20 empty] | 2ft_Lamp | T8_2ft_Lamp | T8_2ft_Lamp_1 Lamp 2’ 17W T8 Energy Efficient Lamp/ ELEE High Power | 1 Lamp 2’ 17W T8 Energy Efficient Lamp/ ELEE High Power |  | 20 | 1279 | 1
[20 empty] | 2ft_Lamp | T8_2ft_Lamp | T8_2ft_Lamp_1 Lamp 2' 17W T8/ Electronic Ballast | 1 Lamp 2' 17W T8/ Electronic Ballast |  | 17 | 1280 | 1
[20 empty] | 2ft_Lamp | T8_2ft_Lamp | T8_2ft_Lamp_1 Lamp 2' F28 Biax / Electronic Ballast | 1 Lamp 2' F28 Biax / Electronic Ballast |  | 32 | 1281 | 1
[20 empty] | 2ft_Lamp | T8_2ft_Lamp | T8_2ft_Lamp_2 Lamp 2' 17W T8/ Electronic Ballast | 2 Lamp 2' 17W T8/ Electronic Ballast |  | 37 | 1282 | 2
[20 empty] | 2ft_Lamp | T8_2ft_Lamp | T8_2ft_Lamp_2 Lamp 2' 17W T8/ Electronic Ballast Low Power | 2 Lamp 2' 17W T8/ Electronic Ballast Low Power |  | 27 | 1283 | 2
[20 empty] | 2ft_Lamp | T8_2ft_Lamp | T8_2ft_Lamp_2 Lamp 2' 17W T8/ Energy Efficient Magnetic | 2 Lamp 2' 17W T8/ Energy Efficient Magnetic |  | 45 | 1284 | 2
[20 empty] | 2ft_Lamp | T8_2ft_Lamp | T8_2ft_Lamp_2 Lamp 2’ 17W T8 Energy Efficient Lamp/ ELEE Low Power | 2 Lamp 2’ 17W T8 Energy Efficient Lamp/ ELEE Low Power |  | 27 | 1285 | 2
[20 empty] | 2ft_Lamp | T8_2ft_Lamp | T8_2ft_Lamp_2 Lamp 2’ 17W T8 Energy Efficient Lamp/ ELEE | 2 Lamp 2’ 17W T8 Energy Efficient Lamp/ ELEE |  | 32 | 1286 | 2
[20 empty] | 2ft_Lamp | T8_2ft_Lamp | T8_2ft_Lamp_2 Lamp 2’ 17W T8 Energy Efficient Lamp/ ELEE High Power | 2 Lamp 2’ 17W T8 Energy Efficient Lamp/ ELEE High Power |  | 40 | 1287 | 2
[20 empty] | 2ft_Lamp | T8_2ft_Lamp | T8_2ft_Lamp_3 Lamp 2' 17W T8/ Electronic Ballast | 3 Lamp 2' 17W T8/ Electronic Ballast |  | 53 | 1288 | 3
[20 empty] | 2ft_Lamp | T8_2ft_Lamp | T8_2ft_Lamp_3 Lamp 2' 17 T8/ Electronic Ballast Low Power | 3 Lamp 2' 17 T8/ Electronic Ballast Low Power |  | 39 | 1289 | 3
[20 empty] | 2ft_Lamp | T8_2ft_Lamp | T8_2ft_Lamp_3 Lamp 2’ 17W T8 Energy Efficient Lamp/ ELEE Low Power | 3 Lamp 2’ 17W T8 Energy Efficient Lamp/ ELEE Low Power |  | 39 | 1290 | 3
[20 empty] | 2ft_Lamp | T8_2ft_Lamp | T8_2ft_Lamp_3 Lamp 2’ 17W T8 Energy Efficient Lamp/ ELEE | 3 Lamp 2’ 17W T8 Energy Efficient Lamp/ ELEE |  | 46 | 1291 | 3
[20 empty] | 2ft_Lamp | T8_2ft_Lamp | T8_2ft_Lamp_3 Lamp 2’ 17W T8 Energy Efficient Lamp/ ELEE High Power | 3 Lamp 2’ 17W T8 Energy Efficient Lamp/ ELEE High Power |  | 61 | 1292 | 3
[20 empty] | 2ft_Lamp | T8_2ft_Lamp | T8_2ft_Lamp_4 Lamp 2' 17W T8/ Electronic Ballast | 4 Lamp 2' 17W T8/ Electronic Ballast |  | 62 | 1293 | 4
[20 empty] | 2ft_Lamp | T8_2ft_Lamp | T8_2ft_Lamp_1 Lamp 2' F55 Biax / Electronic Ballast | 1 Lamp 2' F55 Biax / Electronic Ballast |  | 56 | 1294 | 1
[20 empty] | 2ft_Lamp | T8_2ft_Lamp | T8_2ft_Lamp_1 Lamp 2' F80 Biax E/ Electronic Ballast | 1 Lamp 2' F80 Biax E/ Electronic Ballast |  | 90 | 1295 | 1
[20 empty] | 2ft_Lamp | T8_2ft_Lamp | T8_2ft_Lamp_2 Lamp 2' F28 Biax / Electronic Ballast | 2 Lamp 2' F28 Biax / Electronic Ballast |  | 63 | 1296 | 2
[20 empty] | 2ft_Lamp | T8_2ft_Lamp | T8_2ft_Lamp_2 Lamp 2' F40 Biax / Electronic Ballast | 2 Lamp 2' F40 Biax / Electronic Ballast |  | 72 | 1297 | 2
[20 empty] | 2ft_Lamp | T8_2ft_Lamp | T8_2ft_Lamp_2 Lamp 2' F50 Biax / Electronic Ballast | 2 Lamp 2' F50 Biax / Electronic Ballast |  | 108 | 1298 | 2
[20 empty] | 2ft_Lamp | T8_2ft_Lamp | T8_2ft_Lamp_2 Lamp 2' F55 Biax / Electronic Ballast | 2 Lamp 2' F55 Biax / Electronic Ballast |  | 112 | 1299 | 2
[20 empty] | 2ft_Lamp | T8_2ft_Lamp | T8_2ft_Lamp_3 Lamp 2' F28 Biax / Electronic Ballast | 3 Lamp 2' F28 Biax / Electronic Ballast |  | 94 | 1300 | 3
[20 empty] | 2ft_Lamp | T8_2ft_Lamp | T8_2ft_Lamp_3 Lamp 2' F40 Biax / Electronic Ballast | 3 Lamp 2' F40 Biax / Electronic Ballast |  | 102 | 1301 | 3
[20 empty] | 2ft_Lamp | T8_2ft_Lamp | T8_2ft_Lamp_3 Lamp 2' F50 Biax / Electronic Ballast | 3 Lamp 2' F50 Biax / Electronic Ballast |  | 162 | 1302 | 3
[20 empty] | 2ft_Lamp | T8_2ft_Lamp | T8_2ft_Lamp_3 Lamp 2' F55 Biax / Electronic Ballast | 3 Lamp 2' F55 Biax / Electronic Ballast |  | 168 | 1303 | 3
[20 empty] | 2ft_Lamp | T8_2ft_Lamp | T8_2ft_Lamp_4 Lamp 2' F36 Biax / Electronic Ballast | 4 Lamp 2' F36 Biax / Electronic Ballast |  | 148 | 1304 | 4
[20 empty] | 2ft_Lamp | T8_2ft_Lamp | T8_2ft_Lamp_4 Lamp 2' F40 Biax / Electronic Ballast | 4 Lamp 2' F40 Biax / Electronic Ballast |  | 144 | 1305 | 4
[20 empty] | 2ft_Lamp | T8_2ft_Lamp | T8_2ft_Lamp_4 Lamp 2' F50 Biax / Electronic Ballast | 4 Lamp 2' F50 Biax / Electronic Ballast |  | 216 | 1306 | 4
[20 empty] | 2ft_Lamp | T8_2ft_Lamp | T8_2ft_Lamp_4 Lamp 2' F55 Biax / Electronic Ballast | 4 Lamp 2' F55 Biax / Electronic Ballast |  | 224 | 1307 | 4
[20 empty] | 2ft_Lamp | T8_2ft_Lamp | T8_2ft_Lamp_5 Lamp 2' F40 Biax / Electronic Ballast | 5 Lamp 2' F40 Biax / Electronic Ballast |  | 190 | 1308 | 5
[20 empty] | 2ft_Lamp | T8_2ft_Lamp | T8_2ft_Lamp_5 Lamp 2' F50 Biax / Electronic Ballast | 5 Lamp 2' F50 Biax / Electronic Ballast |  | 270 | 1309 | 5
[20 empty] | 2ft_Lamp | T8_2ft_Lamp | T8_2ft_Lamp_5 Lamp 2' F55 Biax / Electronic Ballast | 5 Lamp 2' F55 Biax / Electronic Ballast |  | 280 | 1310 | 5
[20 empty] | 2ft_Lamp | T8_2ft_Lamp | T8_2ft_Lamp_6 Lamp 2' F36 Biax / Electronic Ballast | 6 Lamp 2' F36 Biax / Electronic Ballast |  | 212 | 1311 | 6
[20 empty] | 2ft_Lamp | T8_2ft_Lamp | T8_2ft_Lamp_6 Lamp 2' F40 Biax / Electronic Ballast | 6 Lamp 2' F40 Biax / Electronic Ballast |  | 204 | 1312 | 6
[20 empty] | 2ft_Lamp | T8_2ft_Lamp | T8_2ft_Lamp_6 Lamp 2' F50 Biax / Electronic Ballast | 6 Lamp 2' F50 Biax / Electronic Ballast |  | 324 | 1313 | 6
[20 empty] | 2ft_Lamp | T8_2ft_Lamp | T8_2ft_Lamp_6 Lamp 2' F55 Biax / Electronic Ballast | 6 Lamp 2' F55 Biax / Electronic Ballast |  | 336 | 1314 | 6
[20 empty] | 2ft_Lamp | T8_2ft_Lamp | T8_2ft_Lamp_8 Lamp 2' F36 Biax / Electronic Ballast | 8 Lamp 2' F36 Biax / Electronic Ballast |  | 296 | 1315 | 8
[20 empty] | 2ft_Lamp | T8_2ft_Lamp | T8_2ft_Lamp_8 Lamp 2' F40 Biax / Electronic Ballast | 8 Lamp 2' F40 Biax / Electronic Ballast |  | 288 | 1316 | 8
[20 empty] | 2ft_Lamp | T8_2ft_Lamp | T8_2ft_Lamp_8 Lamp 2' F50 Biax / Electronic Ballast | 8 Lamp 2' F50 Biax / Electronic Ballast |  | 432 | 1317 | 8
[20 empty] | 2ft_Lamp | T8_2ft_Lamp | T8_2ft_Lamp_8 Lamp 2' F55 Biax / Electronic Ballast | 8 Lamp 2' F55 Biax / Electronic Ballast |  | 448 | 1318 | 8
[20 empty] | 2ft_Lamp | T8_2ft_Lamp | T8_2ft_Lamp_9 Lamp 2' F36 Biax / Electronic Ballast | 9 Lamp 2' F36 Biax / Electronic Ballast |  | 318 | 1319 | 9
[20 empty] | 2ft_Lamp | T8_2ft_Lamp | T8_2ft_Lamp_9 Lamp 2' F40 Biax / Electronic Ballast | 9 Lamp 2' F40 Biax / Electronic Ballast |  | 306 | 1320 | 9
[20 empty] | 2ft_Lamp | T8_2ft_Lamp | T8_2ft_Lamp_9 Lamp 2' F50 Biax / Electronic Ballast | 9 Lamp 2' F50 Biax / Electronic Ballast |  | 486 | 1321 | 9
[20 empty] | 2ft_Lamp | T8_2ft_Lamp | T8_2ft_Lamp_9 Lamp 2' F55 Biax / Electronic Ballast | 9 Lamp 2' F55 Biax / Electronic Ballast |  | 504 | 1322 | 9
[20 empty] | 2ft_Lamp | T8_2ft_Lamp | T8_2ft_Lamp_12 Lamp 2' F40 Biax / Electronic Ballast | 12 Lamp 2' F40 Biax / Electronic Ballast |  | 408 | 1323 | 12
[20 empty] | 2ft_Lamp | T8_2ft_Lamp | T8_2ft_Lamp_12 Lamp 2' F50 Biax / Electronic Ballast | 12 Lamp 2' F50 Biax / Electronic Ballast |  | 648 | 1324 | 12
[20 empty] | 2ft_Lamp | T8_2ft_Lamp | T8_2ft_Lamp_12 Lamp 2' F55 Biax / Electronic Ballast | 12 Lamp 2' F55 Biax / Electronic Ballast |  | 672 | 1325 | 12
[20 empty] | 3ft_Lamp | T8_3ft_Lamp | T8_3ft_Lamp_1 Lamp 3' 25W T8/ Electronic Ballast | 1 Lamp 3' 25W T8/ Electronic Ballast |  | 24 | 1326 | 1
[20 empty] | 3ft_Lamp | T8_3ft_Lamp | T8_3ft_Lamp_1 Lamp 3’ 25W T8 Energy Efficient Lamp/ ELEE Low Power | 1 Lamp 3’ 25W T8 Energy Efficient Lamp/ ELEE Low Power |  | 21 | 1327 | 1
[20 empty] | 3ft_Lamp | T8_3ft_Lamp | T8_3ft_Lamp_1 Lamp 3’ 25W T8 Energy Efficient Lamp/ ELEE | 1 Lamp 3’ 25W T8 Energy Efficient Lamp/ ELEE |  | 24 | 1328 | 1
[20 empty] | 3ft_Lamp | T8_3ft_Lamp | T8_3ft_Lamp_1 Lamp 3’ 25W T8 Energy Efficient Lamp/ ELEE High Power | 1 Lamp 3’ 25W T8 Energy Efficient Lamp/ ELEE High Power |  | 30 | 1329 | 1
[20 empty] | 3ft_Lamp | T8_3ft_Lamp | T8_3ft_Lamp_2 Lamp 3' 25W T8/ Electronic Ballast | 2 Lamp 3' 25W T8/ Electronic Ballast |  | 47 | 1330 | 2
[20 empty] | 3ft_Lamp | T8_3ft_Lamp | T8_3ft_Lamp_2 Lamp 3' 25W T8/ Energy Efficient Magnetic | 2 Lamp 3' 25W T8/ Energy Efficient Magnetic |  | 65 | 1331 | 2
[20 empty] | 3ft_Lamp | T8_3ft_Lamp | T8_3ft_Lamp_2 Lamp 3’ 25W T8 Energy Efficient Lamp/ ELEE Low Power | 2 Lamp 3’ 25W T8 Energy Efficient Lamp/ ELEE Low Power |  | 40 | 1332 | 2
[20 empty] | 3ft_Lamp | T8_3ft_Lamp | T8_3ft_Lamp_2 Lamp 3’ 25W T8 Energy Efficient Lamp/ ELEE | 2 Lamp 3’ 25W T8 Energy Efficient Lamp/ ELEE |  | 45 | 1333 | 2
[20 empty] | 3ft_Lamp | T8_3ft_Lamp | T8_3ft_Lamp_2 Lamp 3’ 25W T8 Energy Efficient Lamp/ ELEE High Power | 2 Lamp 3’ 25W T8 Energy Efficient Lamp/ ELEE High Power |  | 60 | 1334 | 2
[20 empty] | 3ft_Lamp | T8_3ft_Lamp | T8_3ft_Lamp_3 Lamp 3’ 25W T8 Energy Efficient Lamp/ ELEE Low Power | 3 Lamp 3’ 25W T8 Energy Efficient Lamp/ ELEE Low Power |  | 58 | 1335 | 3
[20 empty] | 3ft_Lamp | T8_3ft_Lamp | T8_3ft_Lamp_3 Lamp 3' 25W T8/ Electronic Ballast | 3 Lamp 3' 25W T8/ Electronic Ballast |  | 68 | 1336 | 3
[20 empty] | 3ft_Lamp | T8_3ft_Lamp | T8_3ft_Lamp_3 Lamp 3’ 25W T8 Energy Efficient Lamp/ ELEE | 3 Lamp 3’ 25W T8 Energy Efficient Lamp/ ELEE |  | 67 | 1337 | 3
[20 empty] | 3ft_Lamp | T8_3ft_Lamp | T8_3ft_Lamp_3 Lamp 3’ 25W T8 Energy Efficient Lamp/ ELEE High Power | 3 Lamp 3’ 25W T8 Energy Efficient Lamp/ ELEE High Power |  | 90 | 1338 | 3
[20 empty] | 3ft_Lamp | T8_3ft_Lamp | T8_3ft_Lamp_4 Lamp 3' 25W T8/ Electronic Ballast | 4 Lamp 3' 25W T8/ Electronic Ballast |  | 88 | 1339 | 4
[20 empty] | 4ft_Lamp | T8_4ft_Lamp | T8_4ft_Lamp_1 Lamp 4’ T8/ Electronic Ballast | 1 Lamp 4’ T8/ Electronic Ballast |  | 30 | 1340 | 1
[20 empty] | 4ft_Lamp | T8_4ft_Lamp | T8_4ft_Lamp_1 Lamp 4' T8/ Electronic Ballast Low Power | 1 Lamp 4' T8/ Electronic Ballast Low Power |  | 26 | 1341 | 1
[20 empty] | 4ft_Lamp | T8_4ft_Lamp | T8_4ft_Lamp_1 Lamp 4’ T8/ Energy Efficient Magnetic | 1 Lamp 4’ T8/ Energy Efficient Magnetic |  | 37 | 1342 | 1
[20 empty] | 4ft_Lamp | T8_4ft_Lamp | T8_4ft_Lamp_1 Lamp 4’ 25W T8 Energy Efficient Lamp/ ELEE High Power | 1 Lamp 4’ 25W T8 Energy Efficient Lamp/ ELEE High Power |  | 30 | 1343 | 1
[20 empty] | 4ft_Lamp | T8_4ft_Lamp | T8_4ft_Lamp_1 Lamp 4’ 25W T8 Energy Efficient Lamp/ ELEE | 1 Lamp 4’ 25W T8 Energy Efficient Lamp/ ELEE |  | 22 | 1344 | 1
[20 empty] | 4ft_Lamp | T8_4ft_Lamp | T8_4ft_Lamp_1 Lamp 4’ 25W T8 Energy Efficient Lamp/ ELEE Low Power | 1 Lamp 4’ 25W T8 Energy Efficient Lamp/ ELEE Low Power |  | 19 | 1345 | 1
[20 empty] | 4ft_Lamp | T8_4ft_Lamp | T8_4ft_Lamp_1 Lamp 4’ 28W T8 Energy Efficient Lamp/ ELEE High Power | 1 Lamp 4’ 28W T8 Energy Efficient Lamp/ ELEE High Power |  | 33 | 1346 | 1
[20 empty] | 4ft_Lamp | T8_4ft_Lamp | T8_4ft_Lamp_1 Lamp 4’ 28W T8 Energy Efficient Lamp/ ELEE | 1 Lamp 4’ 28W T8 Energy Efficient Lamp/ ELEE |  | 24 | 1347 | 1
[20 empty] | 4ft_Lamp | T8_4ft_Lamp | T8_4ft_Lamp_1 Lamp 4’ 28W T8 Energy Efficient Lamp/ ELEE Low Power | 1 Lamp 4’ 28W T8 Energy Efficient Lamp/ ELEE Low Power |  | 22 | 1348 | 1
[20 empty] | 4ft_Lamp | T8_4ft_Lamp | T8_4ft_Lamp_1 Lamp 4’ 30W T8 Energy Efficient Lamp/ ELEE High Power | 1 Lamp 4’ 30W T8 Energy Efficient Lamp/ ELEE High Power |  | 36 | 1349 | 1
[20 empty] | 4ft_Lamp | T8_4ft_Lamp | T8_4ft_Lamp_1 Lamp 4’ 30W T8 Energy Efficient Lamp/ ELEE | 1 Lamp 4’ 30W T8 Energy Efficient Lamp/ ELEE |  | 26 | 1350 | 1
[20 empty] | 4ft_Lamp | T8_4ft_Lamp | T8_4ft_Lamp_1 Lamp 4’ 30W T8 Energy Efficient Lamp/ ELEE Low Power | 1 Lamp 4’ 30W T8 Energy Efficient Lamp/ ELEE Low Power |  | 24 | 1351 | 1
[20 empty] | 4ft_Lamp | T8_4ft_Lamp | T8_4ft_Lamp_1 Lamp 4’ 32W T8 Energy Efficient Lamp/ ELEE High Power | 1 Lamp 4’ 32W T8 Energy Efficient Lamp/ ELEE High Power |  | 38 | 1352 | 1
[20 empty] | 4ft_Lamp | T8_4ft_Lamp | T8_4ft_Lamp_1 Lamp 4’ 32W T8 Energy Efficient Lamp/ ELEE | 1 Lamp 4’ 32W T8 Energy Efficient Lamp/ ELEE |  | 28 | 1353 | 1
[20 empty] | 4ft_Lamp | T8_4ft_Lamp | T8_4ft_Lamp_1 Lamp 4’ 32W T8 Energy Efficient Lamp/ ELEE Low Power | 1 Lamp 4’ 32W T8 Energy Efficient Lamp/ ELEE Low Power |  | 25 | 1354 | 1
[20 empty] | 4ft_Lamp | T8_4ft_Lamp | T8_4ft_Lamp_2 Lamp 4’ T8/ Electronic Ballast | 2 Lamp 4’ T8/ Electronic Ballast |  | 60 | 1355 | 2
[20 empty] | 4ft_Lamp | T8_4ft_Lamp | T8_4ft_Lamp_2 Lamp 4’ T8/ Electronic Ballast High Lumen | 2 Lamp 4’ T8/ Electronic Ballast High Lumen |  | 78 | 1356 | 2
[20 empty] | 4ft_Lamp | T8_4ft_Lamp | T8_4ft_Lamp_2 Lamp 4 T8/ Electronic Ballast Low Power | 2 Lamp 4 T8/ Electronic Ballast Low Power |  | 52 | 1357 | 2
[20 empty] | 4ft_Lamp | T8_4ft_Lamp | T8_4ft_Lamp_2 Lamp 4’ T8/ Energy Efficient Magnetic | 2 Lamp 4’ T8/ Energy Efficient Magnetic |  | 70 | 1358 | 2
[20 empty] | 4ft_Lamp | T8_4ft_Lamp | T8_4ft_Lamp_2 Lamp 4’ 25W T8 Energy Efficient Lamp/ ELEE High Power | 2 Lamp 4’ 25W T8 Energy Efficient Lamp/ ELEE High Power |  | 57 | 1359 | 2
[20 empty] | 4ft_Lamp | T8_4ft_Lamp | T8_4ft_Lamp_2 Lamp 4’ 25W T8 Energy Efficient Lamp/ ELEE | 2 Lamp 4’ 25W T8 Energy Efficient Lamp/ ELEE |  | 43 | 1360 | 2
[20 empty] | 4ft_Lamp | T8_4ft_Lamp | T8_4ft_Lamp_2 Lamp 4’ 25W T8 Energy Efficient Lamp/ ELEE Low Power | 2 Lamp 4’ 25W T8 Energy Efficient Lamp/ ELEE Low Power |  | 37 | 1361 | 2
[20 empty] | 4ft_Lamp | T8_4ft_Lamp | T8_4ft_Lamp_2 Lamp 4’ 28W T8 Energy Efficient Lamp/ ELEE High Power | 2 Lamp 4’ 28W T8 Energy Efficient Lamp/ ELEE High Power |  | 64 | 1362 | 2
[20 empty] | 4ft_Lamp | T8_4ft_Lamp | T8_4ft_Lamp_2 Lamp 4’ 28W T8 Energy Efficient Lamp/ ELEE | 2 Lamp 4’ 28W T8 Energy Efficient Lamp/ ELEE |  | 48 | 1363 | 2
[20 empty] | 4ft_Lamp | T8_4ft_Lamp | T8_4ft_Lamp_2 Lamp 4’ 28W T8 Energy Efficient Lamp/ ELEE Low Power | 2 Lamp 4’ 28W T8 Energy Efficient Lamp/ ELEE Low Power |  | 42 | 1364 | 2
[20 empty] | 4ft_Lamp | T8_4ft_Lamp | T8_4ft_Lamp_2 Lamp 4’ 30W T8 Energy Efficient Lamp/ ELEE High Power | 2 Lamp 4’ 30W T8 Energy Efficient Lamp/ ELEE High Power |  | 69 | 1365 | 2
[20 empty] | 4ft_Lamp | T8_4ft_Lamp | T8_4ft_Lamp_2 Lamp 4’ 30W T8 Energy Efficient Lamp/ ELEE | 2 Lamp 4’ 30W T8 Energy Efficient Lamp/ ELEE |  | 52 | 1366 | 2
[20 empty] | 4ft_Lamp | T8_4ft_Lamp | T8_4ft_Lamp_2 Lamp 4’ 30W T8 Energy Efficient Lamp/ ELEE Low Power | 2 Lamp 4’ 30W T8 Energy Efficient Lamp/ ELEE Low Power |  | 45 | 1367 | 2
[20 empty] | 4ft_Lamp | T8_4ft_Lamp | T8_4ft_Lamp_2 Lamp 4’ 32W T8 Energy Efficient Lamp/ ELEE High Power | 2 Lamp 4’ 32W T8 Energy Efficient Lamp/ ELEE High Power |  | 73 | 1368 | 2
[20 empty] | 4ft_Lamp | T8_4ft_Lamp | T8_4ft_Lamp_2 Lamp 4’ 32W T8 Energy Efficient Lamp/ ELEE | 2 Lamp 4’ 32W T8 Energy Efficient Lamp/ ELEE |  | 53 | 1369 | 2
[20 empty] | 4ft_Lamp | T8_4ft_Lamp | T8_4ft_Lamp_2 Lamp 4’ 32W T8 Energy Efficient Lamp/ ELEE Low Power | 2 Lamp 4’ 32W T8 Energy Efficient Lamp/ ELEE Low Power |  | 47 | 1370 | 2
[20 empty] | 4ft_Lamp | T8_4ft_Lamp | T8_4ft_Lamp_3 Lamp 4’ T8/ Electronic Ballast | 3 Lamp 4’ T8/ Electronic Ballast |  | 88 | 1371 | 3
[20 empty] | 4ft_Lamp | T8_4ft_Lamp | T8_4ft_Lamp_3 Lamp 4’ T8/ Electronic Ballast High Lumen | 3 Lamp 4’ T8/ Electronic Ballast High Lumen |  | 112 | 1372 | 3
[20 empty] | 4ft_Lamp | T8_4ft_Lamp | T8_4ft_Lamp_3 Lamp 4 T8/ Electronic Ballast Low Power | 3 Lamp 4 T8/ Electronic Ballast Low Power |  | 76 | 1373 | 3
[20 empty] | 4ft_Lamp | T8_4ft_Lamp | T8_4ft_Lamp_3 Lamp 4’ T8/ Energy Efficient Magnetic | 3 Lamp 4’ T8/ Energy Efficient Magnetic |  | 107 | 1374 | 3
[20 empty] | 4ft_Lamp | T8_4ft_Lamp | T8_4ft_Lamp_3 Lamp 4’ 25W T8 Energy Efficient Lamp/ ELEE High Power | 3 Lamp 4’ 25W T8 Energy Efficient Lamp/ ELEE High Power |  | 86 | 1375 | 3
[20 empty] | 4ft_Lamp | T8_4ft_Lamp | T8_4ft_Lamp_3 Lamp 4’ 25W T8 Energy Efficient Lamp/ ELEE | 3 Lamp 4’ 25W T8 Energy Efficient Lamp/ ELEE |  | 64 | 1376 | 3
[20 empty] | 4ft_Lamp | T8_4ft_Lamp | T8_4ft_Lamp_3 Lamp 4’ 25W T8 Energy Efficient Lamp/ ELEE Low Power | 3 Lamp 4’ 25W T8 Energy Efficient Lamp/ ELEE Low Power |  | 57 | 1377 | 3
[20 empty] | 4ft_Lamp | T8_4ft_Lamp | T8_4ft_Lamp_3 Lamp 4’ 28W T8 Energy Efficient Lamp/ ELEE High Power | 3 Lamp 4’ 28W T8 Energy Efficient Lamp/ ELEE High Power |  | 96 | 1378 | 3
[20 empty] | 4ft_Lamp | T8_4ft_Lamp | T8_4ft_Lamp_3 Lamp 4’ 28W T8 Energy Efficient Lamp/ ELEE | 3 Lamp 4’ 28W T8 Energy Efficient Lamp/ ELEE |  | 72 | 1379 | 3
[20 empty] | 4ft_Lamp | T8_4ft_Lamp | T8_4ft_Lamp_3 Lamp 4’ 28W T8 Energy Efficient Lamp/ ELEE Low Power | 3 Lamp 4’ 28W T8 Energy Efficient Lamp/ ELEE Low Power |  | 63 | 1380 | 3
[20 empty] | 4ft_Lamp | T8_4ft_Lamp | T8_4ft_Lamp_3 Lamp 4’ 30W T8 Energy Efficient Lamp/ ELEE High Power | 3 Lamp 4’ 30W T8 Energy Efficient Lamp/ ELEE High Power |  | 103 | 1381 | 3
[20 empty] | 4ft_Lamp | T8_4ft_Lamp | T8_4ft_Lamp_3 Lamp 4’ 30W T8 Energy Efficient Lamp/ ELEE | 3 Lamp 4’ 30W T8 Energy Efficient Lamp/ ELEE |  | 77 | 1382 | 3
[20 empty] | 4ft_Lamp | T8_4ft_Lamp | T8_4ft_Lamp_3 Lamp 4’ 30W T8 Energy Efficient Lamp/ ELEE Low Power | 3 Lamp 4’ 30W T8 Energy Efficient Lamp/ ELEE Low Power |  | 68 | 1383 | 3
[20 empty] | 4ft_Lamp | T8_4ft_Lamp | T8_4ft_Lamp_3 Lamp 4’ 32W T8 Energy Efficient Lamp/ ELEE High Power | 3 Lamp 4’ 32W T8 Energy Efficient Lamp/ ELEE High Power |  | 109 | 1384 | 3
[20 empty] | 4ft_Lamp | T8_4ft_Lamp | T8_4ft_Lamp_3 Lamp 4’ 32W T8 Energy Efficient Lamp/ ELEE | 3 Lamp 4’ 32W T8 Energy Efficient Lamp/ ELEE |  | 82 | 1385 | 3
[20 empty] | 4ft_Lamp | T8_4ft_Lamp | T8_4ft_Lamp_3 Lamp 4’ 32W T8 Energy Efficient Lamp/ ELEE Low Power | 3 Lamp 4’ 32W T8 Energy Efficient Lamp/ ELEE Low Power |  | 72 | 1386 | 3
[20 empty] | 4ft_Lamp | T8_4ft_Lamp | T8_4ft_Lamp_4 Lamp 4’ T8/ Electronic Ballast | 4 Lamp 4’ T8/ Electronic Ballast |  | 112 | 1387 | 4
[20 empty] | 4ft_Lamp | T8_4ft_Lamp | T8_4ft_Lamp_4 Lamp 4’ T8/ Electronic Ballast High Lumen | 4 Lamp 4’ T8/ Electronic Ballast High Lumen |  | 156 | 1388 | 4
[20 empty] | 4ft_Lamp | T8_4ft_Lamp | T8_4ft_Lamp_4 Lamp 4’ T8/ Electronic Ballast Low Power | 4 Lamp 4’ T8/ Electronic Ballast Low Power |  | 98 | 1389 | 4
[20 empty] | 4ft_Lamp | T8_4ft_Lamp | T8_4ft_Lamp_4 Lamp 4’ T8/ Energy Efficient Magnetic | 4 Lamp 4’ T8/ Energy Efficient Magnetic |  | 140 | 1390 | 4
[20 empty] | 4ft_Lamp | T8_4ft_Lamp | T8_4ft_Lamp_4 Lamp 4’ 25W T8 Energy Efficient Lamp/ ELEE High Power | 4 Lamp 4’ 25W T8 Energy Efficient Lamp/ ELEE High Power |  | 111 | 1391 | 4
[20 empty] | 4ft_Lamp | T8_4ft_Lamp | T8_4ft_Lamp_4 Lamp 4’ 25W T8 Energy Efficient Lamp/ ELEE | 4 Lamp 4’ 25W T8 Energy Efficient Lamp/ ELEE |  | 86 | 1392 | 4
[20 empty] | 4ft_Lamp | T8_4ft_Lamp | T8_4ft_Lamp_4 Lamp 4’ 25W T8 Energy Efficient Lamp/ ELEE Low Power | 4 Lamp 4’ 25W T8 Energy Efficient Lamp/ ELEE Low Power |  | 75 | 1393 | 4
[20 empty] | 4ft_Lamp | T8_4ft_Lamp | T8_4ft_Lamp_4 Lamp 4’ 28W T8 Energy Efficient Lamp/ ELEE High Power | 4 Lamp 4’ 28W T8 Energy Efficient Lamp/ ELEE High Power |  | 126 | 1394 | 4
[20 empty] | 4ft_Lamp | T8_4ft_Lamp | T8_4ft_Lamp_4 Lamp 4’ 28W T8 Energy Efficient Lamp/ ELEE | 4 Lamp 4’ 28W T8 Energy Efficient Lamp/ ELEE |  | 94 | 1395 | 4
[20 empty] | 4ft_Lamp | T8_4ft_Lamp | T8_4ft_Lamp_4 Lamp 4’ 28W T8 Energy Efficient Lamp/ ELEE Low Power | 4 Lamp 4’ 28W T8 Energy Efficient Lamp/ ELEE Low Power |  | 83 | 1396 | 4
[20 empty] | 4ft_Lamp | T8_4ft_Lamp | T8_4ft_Lamp_4 Lamp 4’ 30W T8 Energy Efficient Lamp/ ELEE High Power | 4 Lamp 4’ 30W T8 Energy Efficient Lamp/ ELEE High Power |  | 133 | 1397 | 4
[20 empty] | 4ft_Lamp | T8_4ft_Lamp | T8_4ft_Lamp_4 Lamp 4’ 30W T8 Energy Efficient Lamp/ ELEE | 4 Lamp 4’ 30W T8 Energy Efficient Lamp/ ELEE |  | 101 | 1398 | 4
[20 empty] | 4ft_Lamp | T8_4ft_Lamp | T8_4ft_Lamp_4 Lamp 4’ 30W T8 Energy Efficient Lamp/ ELEE Low Power | 4 Lamp 4’ 30W T8 Energy Efficient Lamp/ ELEE Low Power |  | 89 | 1399 | 4
[20 empty] | 4ft_Lamp | T8_4ft_Lamp | T8_4ft_Lamp_4 Lamp 4’ 32W T8 Energy Efficient Lamp/ ELEE High Power | 4 Lamp 4’ 32W T8 Energy Efficient Lamp/ ELEE High Power |  | 141 | 1400 | 4
[20 empty] | 4ft_Lamp | T8_4ft_Lamp | T8_4ft_Lamp_4 Lamp 4’ 32W T8 Energy Efficient Lamp/ ELEE | 4 Lamp 4’ 32W T8 Energy Efficient Lamp/ ELEE |  | 107 | 1401 | 4
[20 empty] | 4ft_Lamp | T8_4ft_Lamp | T8_4ft_Lamp_4 Lamp 4’ 32W T8 Energy Efficient Lamp/ ELEE Low Power | 4 Lamp 4’ 32W T8 Energy Efficient Lamp/ ELEE Low Power |  | 95 | 1402 | 4
[20 empty] | 4ft_Lamp | T8_4ft_Lamp | T8_4ft_Lamp_5 Lamp 4’ T8/ Electronic Ballast | 5 Lamp 4’ T8/ Electronic Ballast |  | 148 | 1403 | 5
[20 empty] | 4ft_Lamp | T8_4ft_Lamp | T8_4ft_Lamp_5 Lamp 4’ T8/ Electronic Ballast High Lumen | 5 Lamp 4’ T8/ Electronic Ballast High Lumen |  | 190 | 1404 | 5
[20 empty] | 4ft_Lamp | T8_4ft_Lamp | T8_4ft_Lamp_6 Lamp 4’ T8/ Electronic Ballast | 6 Lamp 4’ T8/ Electronic Ballast |  | 174 | 1405 | 6
[20 empty] | 4ft_Lamp | T8_4ft_Lamp | T8_4ft_Lamp_6 Lamp 4’ 32W T8 Energy Efficient Lamp/ ELEE High Power | 6 Lamp 4’ 32W T8 Energy Efficient Lamp/ ELEE High Power |  | 218 | 1406 | 6
[20 empty] | 4ft_Lamp | T8_4ft_Lamp | T8_4ft_Lamp_6 Lamp 4’ 32W T8 Energy Efficient Lamp/ ELEE | 6 Lamp 4’ 32W T8 Energy Efficient Lamp/ ELEE |  | 168 | 1407 | 6
[20 empty] | 4ft_Lamp | T8_4ft_Lamp | T8_4ft_Lamp_6 Lamp 4’ 32W T8 Energy Efficient Lamp/ ELEE Low Power | 6 Lamp 4’ 32W T8 Energy Efficient Lamp/ ELEE Low Power |  | 146 | 1408 | 6
[20 empty] | 4ft_Lamp | T8_4ft_Lamp | T8_4ft_Lamp_8 Lamp 4’ T8/ Electronic Ballast High Lumen | 8 Lamp 4’ T8/ Electronic Ballast High Lumen |  | 312 | 1409 | 8
[20 empty] | 8ft_Lamp | T8_8ft_Lamp | T8_8ft_Lamp_1 Lamp 8’ T8/ Electronic Ballast | 1 Lamp 8’ T8/ Electronic Ballast |  | 60 | 1410 | 1
[20 empty] | 8ft_Lamp | T8_8ft_Lamp | T8_8ft_Lamp_1 Lamp 8’ T8 HO/ Electronic Ballast | 1 Lamp 8’ T8 HO/ Electronic Ballast |  | 85 | 1411 | 1
[20 empty] | 8ft_Lamp | T8_8ft_Lamp | T8_8ft_Lamp_2 Lamp 8’ T8/ Electronic Ballast | 2 Lamp 8’ T8/ Electronic Ballast |  | 109 | 1412 | 2
[20 empty] | 8ft_Lamp | T8_8ft_Lamp | T8_8ft_Lamp_2 Lamp 8’ T8/ Electronic Ballast Low Power | 2 Lamp 8’ T8/ Electronic Ballast Low Power |  | 100 | 1413 | 2
[20 empty] | 8ft_Lamp | T8_8ft_Lamp | T8_8ft_Lamp_2 Lamp 8’ T8 HO/ Electronic Ballast | 2 Lamp 8’ T8 HO/ Electronic Ballast |  | 160 | 1414 | 2
#VALUE!
Note on B46: Rush, Meaghan: Not in EMV or TRM

## TEMPLATE (hidden)
Version | V2.1 Effective Date 4/24/2026 |  |  |  |  | kWh Status | 0
Program | PSEG |  |  |  |  | thm Status | 0
Application Type | Prescriptive App |  |  |  |  | Incentive Status | ---
Transfer ID | PSEG |  |  |  |  | Project Status | Enter Measures
Expiration Date | [5 empty] | Progress Status | 0
Expiration Status
Menu Designation | Menu Name |  |  |  |  | Equipment Input | Line Items | Equipment Count | Reported kWh | Reported kW | Reported thrm | Customer kWh | Customer kW | Customer thm | Material Cost | Labor Cost | Total Cost | Uncapped Incentive | Capped Incentive | Total Unions Per Measure | Union Spend Per Measure
MAIN1 | [5 empty] | Prescriptive
M1S1 | WELCOME |  |  |  |  | Lighting & Lighting Controls | 0 |  | 0 | 0 | 0 | 0 | 0 | 0 | 0 | 0 | 0 | 0 | 0 | 0
M1S2 | INSTRUCTIONS |  |  |  |  | HVAC | 0 |  | 0 | 0 | 0 | 0 | 0 | 0 | 0 | 0 | 0 | 0 | 0 | 0
M1S3 | CONTACT US |  |  |  |  | Heating | 0 |  | 0 | 0 | 0 | 0 | 0 | 0 | 0 | 0 | 0 | 0 | 0 | 0
M1S4 | INCENTIVE RATES & REQUIREMENTS |  |  |  |  | Water Heating & Boilers | 0 |  | 0 | 0 | 0 | 0 | 0 | 0 | 0 | 0 | 0 | 0 | 0 | 0
M1S5 | [5 empty] | Refrigeration | 0 |  | 0 | 0 | 0 | 0 | 0 | 0 | 0 | 0 | 0 | 0 | 0 | 0
M1S6 | [5 empty] | Food Service | 0 |  | 0 | 0 | 0 | 0 | 0 | 0 | 0 | 0 | 0 | 0 | 0 | 0
M1S7 | [5 empty] | Agriculture | 0 |  | 0 | 0 | 0 | 0 | 0 | 0 | 0 | 0 | 0 | 0 | 0 | 0
M1S8 | [5 empty] | Plug Load | 0 |  | 0 | 0 | 0 | 0 | 0 | 0 | 0 | 0 | 0 | 0 | 0 | 0
MAIN2 | [5 empty] | Residential Appliances | 0 |  | 0 | 0 | 0 | 0 | 0 | 0 | 0 | 0 | 0 | 0 | 0 | 0
M2S1 | Participation Agreement |  |  |  |  | Miscellaneous | 0 |  | 0 | 0 | 0 | 0 | 0 | 0 | 0 | 0 | 0 | 0 | 0 | 0
M2S2 | Project Information |  |  |  |  | HVAC Controls | 0 |  | 0 | 0 | 0 | 0 | 0 | 0 | 0 | 0 | 0 | 0 | 0 | 0
M2S3 | Customer Information |  |  |  |  | Total Prescriptive Electric | 0 |  | 0 | 0 | 0 | 0 | 0 | 0 | 0 | 0 | 0 | 0 | 0 | 0 | 0
M2S4 | Trade Ally / Contractor Information |  |  |  |  | Total ALL | 0 |  | 0 | 0 | 0 | 0 | 0 | 0 | 0 | 0 | 0 | 0 | 0 | 0 | 0
M2S5
M2S6
M2S7
M2S8
MAIN3 | Equipment Input
M3S1 | Equipment Type
M3S2 | Lighting & Lighting Controls
M3S3 | HVAC | [18 empty] | CB Ratio | Payback
M3S4 | Heating
M3S5 | Water Heating & Boilers
M3S6 | Refrigeration
M3S7 | Food Service
M3S8 | Agriculture
M3S9 | Plug Load | [5 empty] | Prescriptive |  |  | Internal Labor Cost? | Selection Error
M3S10 | Residential Appliances |  |  |  |  | Project Cost
M3S11 | Miscellaneous |  |  |  |  | Uncapped Incentive | 0
MAIN4 | [5 empty] | Incentive/Cost | #VALUE!
M4S1 | [5 empty] | Cost Cap | 100%
M4S2 | Lighting & Lighting Controls |  |  |  |  | Capped Incentive | 0
M4S3 | HVAC
M4S4 | Heating | [6 empty] | =IFERROR(IF($BL18="OK",IF(INCENTTOCOST_CUST>CostCap_Cust,BR18/Incent_Total_Uncap_Cust*Cost_Total_Cust_Final*CostCap_Cust,BR18),""),"")
M4S5 | Water Heating & Boilers | [6 empty] | 'Alternate equation for incentive cap (custom tabs)
M4S6 | Refrigeration
M4S7 | Food Service
M4S8 | Agriculture
M4S9 | Plug Load
M4S10 | Residential Appliances
M4S11 | Miscellaneous |  |  |  |  | Unions | Union Project Spend
MAIN5 | Project Review & Summary | [5 empty] | 0
M5S1a | Payment | [5 empty] | 0
M5S1b | On-Bill Repayment | [5 empty] | 0
M5S2 | Project Review | [5 empty] | 0
M5S3 | Project Summary | [5 empty] | 0
M5S4 | Inspection Report | [5 empty] | 0
M5S5 | Project Completion Certification | [5 empty] | 0
M5S6 | OBR: Repayment Agreement | [5 empty] | 0
M5S7 | Summary Form
M5S8 | Union Information
MAIN6
M6S1
M6S2
M6S3
M6S4
M6S5
M6S6
M6S7
M6S8
MAIN7
M7S1
M7S2
M7S3
M7S4
M7S5
M7S6
M7S7
M7S8
|  | Total | Required | % Complete
Variable Name | INSTRUCTIONS | 0 | 2 | 0% | COMPINSTRUCT | Required for submission pathway? | current value | Is blank? | Variable Display Name | Text to Display Underneath | Online Requirements
M01S02F01 | I am submitting this application as the: | 0 | 1 |  |  | TRUE | 0 | TRUE | M01S02F01disp | Required | ¦=if(AND(H80=TRUE,J80=TRUE),"Required","")
M01S02F02 | I am submitting this application through: | 0 | 1 |  |  | TRUE | 0 | TRUE | M01S02F02disp | Required | ¦=if(AND(H81=TRUE,J81=TRUE),"Required","")
M01S02F03 | What email platform will you use? | 0 | 0 |  |  | FALSE | 0 | TRUE | M01S02F03disp |  | ¦=if(AND(H82=TRUE,SubmittingThrough=Txt_SubMthdOnline),Txt_SubmitOnline,IF(AND(H82=TRUE,SubmittingThrough=Txt_SubMthdEmail,J82=TRUE),Txt_Rqd,""))
|  | Total | Required | % Complete
Variable Name | Participation Agreement | 0 | 0 | 0% | COMPTERMS | Required for submission pathway? | current value | Is blank? | Variable Display Name | Text to Display Underneath | Online Requirements
M02S01F01 | Print Name | 0 | 0 |  |  | FALSE | 0 | TRUE | M02S01F01disp |  | ¦¦=if(AND(G86=TRUE,SubmittingThrough=Txt_SubMthdOnline),Txt_SubmitOnline,IF(AND(G86=TRUE,SubmittingThrough=Txt_SubMthdEmail,I86=TRUE),Txt_Rqd,""))
M02S01F02 | Signatory Title | 0 | 0 |  |  | FALSE | 0 | TRUE | M02S01F02disp |  | ¦¦=if(AND(G87=TRUE,SubmittingThrough=Txt_SubMthdOnline),Txt_SubmitOnline,IF(AND(G87=TRUE,SubmittingThrough=Txt_SubMthdEmail,I87=TRUE),Txt_Rqd,""))
M02S01F03 | Date Signed | 0 | 0 |  |  | FALSE | 0% | TRUE | M02S01F03disp |  | ¦¦=if(AND(G88=TRUE,SubmittingThrough=Txt_SubMthdOnline),Txt_SubmitOnline,IF(AND(G88=TRUE,SubmittingThrough=Txt_SubMthdEmail,I88=TRUE),Txt_Rqd,""))
|  | Total | Required | % Complete
Variable Name | Project Information | 0 | 31 | 0% | COMPbuild | Required for submission pathway? | current value | Is blank? | Variable Display Name | Text to Display Underneath | Online Requirements
M02S02F01 | Same as Service Address? | 0 | 1 |  |  | TRUE | 0 | TRUE | M02S02F01disp | Required | ¦¦=if(AND(G92=TRUE,SubmittingThrough=Txt_SubMthdOnline),Txt_SubmitOnline,IF(AND(G92=TRUE,SubmittingThrough=Txt_SubMthdEmail,I92=TRUE),Txt_Rqd,""))
M02S02F02 | Name as it appears on PSE&G Bill | 0 | 1 |  |  | TRUE | 0 | TRUE | M02S02F02disp | Required | ¦¦=if(AND(G93=TRUE,SubmittingThrough=Txt_SubMthdOnline),Txt_SubmitOnline,IF(AND(G93=TRUE,SubmittingThrough=Txt_SubMthdEmail,I93=TRUE),Txt_Rqd,""))
M02S02F03 | Service Address | 0 | 1 |  |  | TRUE | 0 | TRUE | M02S02F03disp | Required | ¦¦=if(AND(G94=TRUE,SubmittingThrough=Txt_SubMthdOnline),Txt_SubmitOnline,IF(AND(G94=TRUE,SubmittingThrough=Txt_SubMthdEmail,I94=TRUE),Txt_Rqd,""))
M02S02F04 | Mailing Address | 0 | 1 |  |  | TRUE |  | TRUE | M02S02F04disp | Required | ¦¦=if(AND(G95=TRUE,SubmittingThrough=Txt_SubMthdOnline),Txt_SubmitOnline,IF(AND(G95=TRUE,SubmittingThrough=Txt_SubMthdEmail,I95=TRUE),Txt_Rqd,""))
M02S02F05 | Customer Type | 0 | 1 |  |  | TRUE | 0 | TRUE | M02S02F05disp | Required | ¦¦=if(AND(G96=TRUE,SubmittingThrough=Txt_SubMthdOnline),Txt_SubmitOnline,IF(AND(G96=TRUE,SubmittingThrough=Txt_SubMthdEmail,I96=TRUE),Txt_Rqd,""))
M02S02F06 | City | 0 | 1 |  |  | TRUE | 0 | TRUE | M02S02F06disp | Required | ¦¦=if(AND(G97=TRUE,SubmittingThrough=Txt_SubMthdOnline),Txt_SubmitOnline,IF(AND(G97=TRUE,SubmittingThrough=Txt_SubMthdEmail,I97=TRUE),Txt_Rqd,""))
M02S02F07 | State | 1 | 0 |  |  | TRUE | NJ | FALSE | M02S02F07disp |  | ¦¦=if(AND(G98=TRUE,SubmittingThrough=Txt_SubMthdOnline),Txt_SubmitOnline,IF(AND(G98=TRUE,SubmittingThrough=Txt_SubMthdEmail,I98=TRUE),Txt_Rqd,""))
M02S02F08 | ZIP Code | 0 | 1 |  |  | TRUE | 0 | TRUE | M02S02F08disp | Required | ¦¦=if(AND(G99=TRUE,SubmittingThrough=Txt_SubMthdOnline),Txt_SubmitOnline,IF(AND(G99=TRUE,SubmittingThrough=Txt_SubMthdEmail,I99=TRUE),Txt_Rqd,""))
M02S02F09 | City | 0 | 1 |  |  | TRUE |  | TRUE | M02S02F09disp | Required | ¦¦=if(AND(G100=TRUE,SubmittingThrough=Txt_SubMthdOnline),Txt_SubmitOnline,IF(AND(G100=TRUE,SubmittingThrough=Txt_SubMthdEmail,I100=TRUE),Txt_Rqd,""))
M02S02F10 | State | 0 | 1 |  |  | TRUE |  | TRUE | M02S02F10disp | Required | ¦¦=if(AND(G101=TRUE,SubmittingThrough=Txt_SubMthdOnline),Txt_SubmitOnline,IF(AND(G101=TRUE,SubmittingThrough=Txt_SubMthdEmail,I101=TRUE),Txt_Rqd,""))
M02S02F11 | ZIP Code | 0 | 1 |  |  | TRUE |  | TRUE | M02S02F11disp | Required | ¦¦=if(AND(G102=TRUE,SubmittingThrough=Txt_SubMthdOnline),Txt_SubmitOnline,IF(AND(G102=TRUE,SubmittingThrough=Txt_SubMthdEmail,I102=TRUE),Txt_Rqd,""))
M02S02F12 | Type of PSE&G Service | 0 | 1 |  |  | TRUE | 0 | TRUE | M02S02F12disp | Required | ¦¦=if(AND(G103=TRUE,SubmittingThrough=Txt_SubMthdOnline),Txt_SubmitOnline,IF(AND(G103=TRUE,SubmittingThrough=Txt_SubMthdEmail,I103=TRUE),Txt_Rqd,""))
M02S02F13 | Electric Utility Name | 0 | 1 |  |  | TRUE |  | TRUE | M02S02F13disp | Required | ¦¦=if(AND(G104=TRUE,SubmittingThrough=Txt_SubMthdOnline),Txt_SubmitOnline,IF(AND(G104=TRUE,SubmittingThrough=Txt_SubMthdEmail,I104=TRUE),Txt_Rqd,""))
M02S02F14 | Electric Account Number | 0 | 1 |  |  | TRUE | 0 | TRUE | M02S02F14disp | Required | ¦¦=if(AND(G105=TRUE,SubmittingThrough=Txt_SubMthdOnline),Txt_SubmitOnline,IF(AND(G105=TRUE,SubmittingThrough=Txt_SubMthdEmail,I105=TRUE),Txt_Rqd,""))
M02S02F15 | Gas Utility Name | 0 | 1 |  |  | TRUE |  | TRUE | M02S02F15disp | Required | ¦¦=if(AND(G106=TRUE,SubmittingThrough=Txt_SubMthdOnline),Txt_SubmitOnline,IF(AND(G106=TRUE,SubmittingThrough=Txt_SubMthdEmail,I106=TRUE),Txt_Rqd,""))
M02S02F16 | Gas Account Number | 0 | 1 |  |  | TRUE | 0 | TRUE | M02S02F16disp | Required | ¦¦=if(AND(G107=TRUE,SubmittingThrough=Txt_SubMthdOnline),Txt_SubmitOnline,IF(AND(G107=TRUE,SubmittingThrough=Txt_SubMthdEmail,I107=TRUE),Txt_Rqd,""))
M02S02F17 | Building Type | 0 | 1 |  |  | TRUE | 0 | TRUE | M02S02F17disp | Required | ¦¦=if(AND(G108=TRUE,SubmittingThrough=Txt_SubMthdOnline),Txt_SubmitOnline,IF(AND(G108=TRUE,SubmittingThrough=Txt_SubMthdEmail,I108=TRUE),Txt_Rqd,""))
M02S02F18 | Building Ownership | 0 | 1 |  |  | TRUE | 0 | TRUE | M02S02F18disp | Required | ¦¦=if(AND(G109=TRUE,SubmittingThrough=Txt_SubMthdOnline),Txt_SubmitOnline,IF(AND(G109=TRUE,SubmittingThrough=Txt_SubMthdEmail,I109=TRUE),Txt_Rqd,""))
M02S02F19 | Space Conditioning Type | 0 | 1 |  |  | TRUE | 0 | TRUE | M02S02F19disp | Required | ¦¦=if(AND(G110=TRUE,SubmittingThrough=Txt_SubMthdOnline),Txt_SubmitOnline,IF(AND(G110=TRUE,SubmittingThrough=Txt_SubMthdEmail,I110=TRUE),Txt_Rqd,""))
M02S02F20 | Annual Operating Hours | 0 | 1 |  |  | TRUE | 0 | TRUE | M02S02F20disp | Required | ¦¦=if(AND(G111=TRUE,SubmittingThrough=Txt_SubMthdOnline),Txt_SubmitOnline,IF(AND(G111=TRUE,SubmittingThrough=Txt_SubMthdEmail,I111=TRUE),Txt_Rqd,""))
M02S02F21 | Square Footage | 0 | 1 |  |  | TRUE | 0 | TRUE | M02S02F21disp | Required | ¦¦=if(AND(G112=TRUE,SubmittingThrough=Txt_SubMthdOnline),Txt_SubmitOnline,IF(AND(G112=TRUE,SubmittingThrough=Txt_SubMthdEmail,I112=TRUE),Txt_Rqd,""))
M02S02F22 | Number of Floors | 0 | 1 |  |  | TRUE | 0 | TRUE | M02S02F22disp | Required | ¦¦=if(AND(G113=TRUE,SubmittingThrough=Txt_SubMthdOnline),Txt_SubmitOnline,IF(AND(G113=TRUE,SubmittingThrough=Txt_SubMthdEmail,I113=TRUE),Txt_Rqd,""))
M02S02F23 | Year Built | 0 | 1 |  |  | TRUE | 0 | TRUE | M02S02F23disp | Required | ¦¦=if(AND(G114=TRUE,SubmittingThrough=Txt_SubMthdOnline),Txt_SubmitOnline,IF(AND(G114=TRUE,SubmittingThrough=Txt_SubMthdEmail,I114=TRUE),Txt_Rqd,""))
M02S02F24 | Existing Water Heating Type | 0 | 1 |  |  | TRUE | 0 | TRUE | M02S02F24disp | Required | ¦¦=if(AND(G115=TRUE,SubmittingThrough=Txt_SubMthdOnline),Txt_SubmitOnline,IF(AND(G115=TRUE,SubmittingThrough=Txt_SubMthdEmail,I115=TRUE),Txt_Rqd,""))
M02S02F25 | Project Name / ID | 0 | 1 |  |  | TRUE | 0 | TRUE | M02S02F25disp | Required | ¦¦=if(AND(G116=TRUE,SubmittingThrough=Txt_SubMthdOnline),Txt_SubmitOnline,IF(AND(G116=TRUE,SubmittingThrough=Txt_SubMthdEmail,I116=TRUE),Txt_Rqd,""))
M02S02F26 | How did you hear about the Program? | 0 | 1 |  |  | TRUE | 0 | TRUE | M02S02F26disp | Required | ¦¦=if(AND(G117=TRUE,SubmittingThrough=Txt_SubMthdOnline),Txt_SubmitOnline,IF(AND(G117=TRUE,SubmittingThrough=Txt_SubMthdEmail,I117=TRUE),Txt_Rqd,""))
M02S02F27 | Is this project already installed? | 0 | 1 |  |  | TRUE | 0 | TRUE | M02S02F27disp | Required | ¦¦=if(AND(G118=TRUE,SubmittingThrough=Txt_SubMthdOnline),Txt_SubmitOnline,IF(AND(G118=TRUE,SubmittingThrough=Txt_SubMthdEmail,I118=TRUE),Txt_Rqd,""))
M02S02F28 | Install Date | 0 | 1 |  |  | TRUE | 0 | TRUE | M02S02F28disp | Required | ¦¦=if(AND(G119=TRUE,SubmittingThrough=Txt_SubMthdOnline),Txt_SubmitOnline,IF(AND(G119=TRUE,SubmittingThrough=Txt_SubMthdEmail,I119=TRUE),Txt_Rqd,""))
M02S02F29 | Estimated Start Date | 0 | 1 |  |  | TRUE | 0 | TRUE | M02S02F29disp | Required | ¦¦=if(AND(G120=TRUE,SubmittingThrough=Txt_SubMthdOnline),Txt_SubmitOnline,IF(AND(G120=TRUE,SubmittingThrough=Txt_SubMthdEmail,I120=TRUE),Txt_Rqd,""))
M02S02F30 | Estimated Completion Date | 0 | 1 |  |  | TRUE | 0 | TRUE | M02S02F30disp | Required | ¦¦=if(AND(G121=TRUE,SubmittingThrough=Txt_SubMthdOnline),Txt_SubmitOnline,IF(AND(G121=TRUE,SubmittingThrough=Txt_SubMthdEmail,I121=TRUE),Txt_Rqd,""))
M02S02F31 | Project Description | 0 | 1 |  |  | TRUE | 0 | TRUE | M02S02F31disp | Required | ¦¦=if(AND(G122=TRUE,SubmittingThrough=Txt_SubMthdOnline),Txt_SubmitOnline,IF(AND(G122=TRUE,SubmittingThrough=Txt_SubMthdEmail,I122=TRUE),Txt_Rqd,""))
M02S02F32 | Number of Buildings | 0 | 0 |  |  | FALSE | 0 | TRUE | M02S02F32disp
M02S02F33 | Total Invoice Amount | 0 | 1 |  |  | TRUE | 0 | TRUE | M02S02F33disp | Required
|  | Total | Required | % Complete
Variable Name | Customer Information | 0 | 17 | 0% | COMPCUSTOMER | Required for submission pathway? | current value | Is blank? | Variable Display Name | Text to Display Underneath | Online Requirements
M02S03F01 | Legal Company Name | 0 | 1 |  |  | TRUE | 0 | TRUE | M02S03F01disp | Required | ¦¦=if(AND(G125=TRUE,SubmittingThrough=Txt_SubMthdOnline),Txt_SubmitOnline,IF(AND(G125=TRUE,SubmittingThrough=Txt_SubMthdEmail,I125=TRUE),Txt_Rqd,""))
M02S03F02 | Copy from: | 0 | 1 |  |  | TRUE | 0 | TRUE | M02S03F02disp | Required | ¦¦=if(AND(G126=TRUE,SubmittingThrough=Txt_SubMthdOnline),Txt_SubmitOnline,IF(AND(G126=TRUE,SubmittingThrough=Txt_SubMthdEmail,I126=TRUE),Txt_Rqd,""))
M02S03F03 | Contact First Name | 0 | 1 |  |  | TRUE | 0 | TRUE | M02S03F03disp | Required | ¦¦=if(AND(G127=TRUE,SubmittingThrough=Txt_SubMthdOnline),Txt_SubmitOnline,IF(AND(G127=TRUE,SubmittingThrough=Txt_SubMthdEmail,I127=TRUE),Txt_Rqd,""))
M02S03F04 | Last Name | 0 | 1 |  |  | TRUE | 0 | TRUE | M02S03F04disp | Required | ¦¦=if(AND(G128=TRUE,SubmittingThrough=Txt_SubMthdOnline),Txt_SubmitOnline,IF(AND(G128=TRUE,SubmittingThrough=Txt_SubMthdEmail,I128=TRUE),Txt_Rqd,""))
M02S03F05 | Address | 0 | 1 |  |  | TRUE |  | TRUE | M02S03F05disp | Required | ¦¦=if(AND(G129=TRUE,SubmittingThrough=Txt_SubMthdOnline),Txt_SubmitOnline,IF(AND(G129=TRUE,SubmittingThrough=Txt_SubMthdEmail,I129=TRUE),Txt_Rqd,""))
M02S03F06 | Title | 0 | 1 |  |  | TRUE | 0 | TRUE | M02S03F06disp | Required | ¦¦=if(AND(G130=TRUE,SubmittingThrough=Txt_SubMthdOnline),Txt_SubmitOnline,IF(AND(G130=TRUE,SubmittingThrough=Txt_SubMthdEmail,I130=TRUE),Txt_Rqd,""))
M02S03F07 | Primary Phone | 0 | 1 |  |  | TRUE | 0 | TRUE | M02S03F07disp | Required | ¦¦=if(AND(G131=TRUE,SubmittingThrough=Txt_SubMthdOnline),Txt_SubmitOnline,IF(AND(G131=TRUE,SubmittingThrough=Txt_SubMthdEmail,I131=TRUE),Txt_Rqd,""))
M02S03F08 | Email | 0 | 1 |  |  | TRUE | 0 | TRUE | M02S03F08disp | Required | ¦¦=if(AND(G132=TRUE,SubmittingThrough=Txt_SubMthdOnline),Txt_SubmitOnline,IF(AND(G132=TRUE,SubmittingThrough=Txt_SubMthdEmail,I132=TRUE),Txt_Rqd,""))
M02S03F09 | City | 0 | 1 |  |  | TRUE |  | TRUE | M02S03F09disp | Required | ¦¦=if(AND(G133=TRUE,SubmittingThrough=Txt_SubMthdOnline),Txt_SubmitOnline,IF(AND(G133=TRUE,SubmittingThrough=Txt_SubMthdEmail,I133=TRUE),Txt_Rqd,""))
M02S03F10 | State | 0 | 1 |  |  | TRUE |  | TRUE | M02S03F10disp | Required | ¦¦=if(AND(G134=TRUE,SubmittingThrough=Txt_SubMthdOnline),Txt_SubmitOnline,IF(AND(G134=TRUE,SubmittingThrough=Txt_SubMthdEmail,I134=TRUE),Txt_Rqd,""))
M02S03F11 | ZIP Code | 0 | 1 |  |  | TRUE |  | TRUE | M02S03F11disp | Required | ¦¦=if(AND(G135=TRUE,SubmittingThrough=Txt_SubMthdOnline),Txt_SubmitOnline,IF(AND(G135=TRUE,SubmittingThrough=Txt_SubMthdEmail,I135=TRUE),Txt_Rqd,""))
M02S03F12 | Technical/Site Contact is the same as the Company Contact (above)? | 0 | 1 |  |  | TRUE | 0 | TRUE | M02S03F12disp | Required | ¦¦=if(AND(G136=TRUE,SubmittingThrough=Txt_SubMthdOnline),Txt_SubmitOnline,IF(AND(G136=TRUE,SubmittingThrough=Txt_SubMthdEmail,I136=TRUE),Txt_Rqd,""))
M02S03F13 | Contact First Name | 0 | 1 |  |  | TRUE |  | TRUE | M02S03F13disp | Required | ¦¦=if(AND(G137=TRUE,SubmittingThrough=Txt_SubMthdOnline),Txt_SubmitOnline,IF(AND(G137=TRUE,SubmittingThrough=Txt_SubMthdEmail,I137=TRUE),Txt_Rqd,""))
M02S03F14 | Last Name | 0 | 1 |  |  | TRUE |  | TRUE | M02S03F14disp | Required | ¦¦=if(AND(G138=TRUE,SubmittingThrough=Txt_SubMthdOnline),Txt_SubmitOnline,IF(AND(G138=TRUE,SubmittingThrough=Txt_SubMthdEmail,I138=TRUE),Txt_Rqd,""))
M02S03F15 | Title | 0 | 1 |  |  | TRUE |  | TRUE | M02S03F15disp | Required | ¦¦=if(AND(G139=TRUE,SubmittingThrough=Txt_SubMthdOnline),Txt_SubmitOnline,IF(AND(G139=TRUE,SubmittingThrough=Txt_SubMthdEmail,I139=TRUE),Txt_Rqd,""))
M02S03F16 | Primary Phone | 0 | 1 |  |  | TRUE |  | TRUE | M02S03F16disp | Required | ¦¦=if(AND(G140=TRUE,SubmittingThrough=Txt_SubMthdOnline),Txt_SubmitOnline,IF(AND(G140=TRUE,SubmittingThrough=Txt_SubMthdEmail,I140=TRUE),Txt_Rqd,""))
M02S03F17 | Email | 0 | 1 |  |  | TRUE |  | TRUE | M02S03F17disp | Required | ¦¦=if(AND(G141=TRUE,SubmittingThrough=Txt_SubMthdOnline),Txt_SubmitOnline,IF(AND(G141=TRUE,SubmittingThrough=Txt_SubMthdEmail,I141=TRUE),Txt_Rqd,""))
|  | Total |  | % Complete
Variable Name | Trade Ally / Contractor Information | 0 | 2 | 0% | COMPTA | Required for submission pathway? | current value | Is blank? | Variable Display Name | Text to Display Underneath | Online Requirements
M02S04F01 | Is there a Trade Ally (TA) or contractor involved with this project? | 0 | 1 |  |  | TRUE | 0 | TRUE | M02S04F01disp | Required | ¦¦=if(AND(G145=TRUE,SubmittingThrough=Txt_SubMthdOnline),Txt_SubmitOnline,IF(AND(G145=TRUE,SubmittingThrough=Txt_SubMthdEmail,I145=TRUE),Txt_Rqd,""))
M02S04F02 | TA / Contractor Company | 0 | 0 |  |  | FALSE | 0 | TRUE | M02S04F02disp |  | ¦¦=if(AND(G146=TRUE,SubmittingThrough=Txt_SubMthdOnline),Txt_SubmitOnline,IF(AND(G146=TRUE,SubmittingThrough=Txt_SubMthdEmail,I146=TRUE),Txt_Rqd,""))
M02S04F03 | Mailing Address | 0 | 0 |  |  | FALSE | 0 | TRUE | M02S04F03disp |  | ¦¦=if(AND(G147=TRUE,SubmittingThrough=Txt_SubMthdOnline),Txt_SubmitOnline,IF(AND(G147=TRUE,SubmittingThrough=Txt_SubMthdEmail,I147=TRUE),Txt_Rqd,""))
M02S04F04 | Who will install/installed the equipment for this project? | 0 | 1 |  |  | TRUE | 0 | TRUE | M02S04F04disp | Required | ¦¦=if(AND(G148=TRUE,SubmittingThrough=Txt_SubMthdOnline),Txt_SubmitOnline,IF(AND(G148=TRUE,SubmittingThrough=Txt_SubMthdEmail,I148=TRUE),Txt_Rqd,""))
M02S04F05 | City | 0 | 0 |  |  | FALSE | 0 | TRUE | M02S04F05disp |  | ¦¦=if(AND(G149=TRUE,SubmittingThrough=Txt_SubMthdOnline),Txt_SubmitOnline,IF(AND(G149=TRUE,SubmittingThrough=Txt_SubMthdEmail,I149=TRUE),Txt_Rqd,""))
M02S04F06 | State | 0 | 0 |  |  | FALSE | 0 | TRUE | M02S04F06disp |  | ¦¦=if(AND(G150=TRUE,SubmittingThrough=Txt_SubMthdOnline),Txt_SubmitOnline,IF(AND(G150=TRUE,SubmittingThrough=Txt_SubMthdEmail,I150=TRUE),Txt_Rqd,""))
M02S04F07 | Zip Code | 0 | 0 |  |  | FALSE | 0 | TRUE | M02S04F07disp |  | ¦¦=if(AND(G151=TRUE,SubmittingThrough=Txt_SubMthdOnline),Txt_SubmitOnline,IF(AND(G151=TRUE,SubmittingThrough=Txt_SubMthdEmail,I151=TRUE),Txt_Rqd,""))
M02S04F08 | Contact First Name | 0 | 0 |  |  | FALSE | 0 | TRUE | M02S04F08disp |  | ¦¦=if(AND(G152=TRUE,SubmittingThrough=Txt_SubMthdOnline),Txt_SubmitOnline,IF(AND(G152=TRUE,SubmittingThrough=Txt_SubMthdEmail,I152=TRUE),Txt_Rqd,""))
M02S04F09 | Last Name | 0 | 0 |  |  | FALSE | 0 | TRUE | M02S04F09disp |  | ¦¦=if(AND(G153=TRUE,SubmittingThrough=Txt_SubMthdOnline),Txt_SubmitOnline,IF(AND(G153=TRUE,SubmittingThrough=Txt_SubMthdEmail,I153=TRUE),Txt_Rqd,""))
M02S04F10 | Title | 0 | 0 |  |  | FALSE | 0 | TRUE | M02S04F10disp |  | ¦¦=if(AND(G154=TRUE,SubmittingThrough=Txt_SubMthdOnline),Txt_SubmitOnline,IF(AND(G154=TRUE,SubmittingThrough=Txt_SubMthdEmail,I154=TRUE),Txt_Rqd,""))
M02S04F11 | Primary Phone | 0 | 0 |  |  | FALSE | 0 | TRUE | M02S04F11disp |  | ¦¦=if(AND(G155=TRUE,SubmittingThrough=Txt_SubMthdOnline),Txt_SubmitOnline,IF(AND(G155=TRUE,SubmittingThrough=Txt_SubMthdEmail,I155=TRUE),Txt_Rqd,""))
M02S04F12 | Email | 0 | 0 |  |  | FALSE | 0 | TRUE | M02S04F12disp |  | ¦¦=if(AND(G156=TRUE,SubmittingThrough=Txt_SubMthdOnline),Txt_SubmitOnline,IF(AND(G156=TRUE,SubmittingThrough=Txt_SubMthdEmail,I156=TRUE),Txt_Rqd,""))
M02S04F13 | Contact First Name | 0 | 0 |  |  | FALSE | 0 | TRUE | M02S04F13disp |  | ¦¦=if(AND(G157=TRUE,SubmittingThrough=Txt_SubMthdOnline),Txt_SubmitOnline,IF(AND(G157=TRUE,SubmittingThrough=Txt_SubMthdEmail,I157=TRUE),Txt_Rqd,""))
M02S04F14 | Last Name | 0 | 0 |  |  | FALSE | 0 | TRUE | M02S04F14disp |  | ¦¦=if(AND(G158=TRUE,SubmittingThrough=Txt_SubMthdOnline),Txt_SubmitOnline,IF(AND(G158=TRUE,SubmittingThrough=Txt_SubMthdEmail,I158=TRUE),Txt_Rqd,""))
M02S04F15 | Title | 0 | 0 |  |  | FALSE | 0 | TRUE | M02S04F15disp |  | ¦¦=if(AND(G159=TRUE,SubmittingThrough=Txt_SubMthdOnline),Txt_SubmitOnline,IF(AND(G159=TRUE,SubmittingThrough=Txt_SubMthdEmail,I159=TRUE),Txt_Rqd,""))
M02S04F16 | Primary Phone | 0 | 0 |  |  | FALSE | 0 | TRUE | M02S04F16disp |  | ¦¦=if(AND(G160=TRUE,SubmittingThrough=Txt_SubMthdOnline),Txt_SubmitOnline,IF(AND(G160=TRUE,SubmittingThrough=Txt_SubMthdEmail,I160=TRUE),Txt_Rqd,""))
M02S04F17 | Email | 0 | 0 |  |  | FALSE | 0 | TRUE | M02S04F17disp |  | ¦¦=if(AND(G161=TRUE,SubmittingThrough=Txt_SubMthdOnline),Txt_SubmitOnline,IF(AND(G161=TRUE,SubmittingThrough=Txt_SubMthdEmail,I161=TRUE),Txt_Rqd,""))
|  | Total |  | % Complete | [5 empty] | Text to Display Underneath | Online Requirements
Variable Name | Measure Data |  |  | 0% | COMPMEASURE
P or C Incentive > 0
|  | Total |  | % Complete
Variable Name | Payment | 0 | 13 | 0% | COMPpay | Required for submission pathway? | current value | Is blank? | Variable Display Name | Text to Display Underneath | Online Requirements
M05S01AF01 | Payee Type | 0 | 1 |  |  | TRUE | 0 | TRUE | M05S01AF01disp | Required | ¦¦=if(AND(G170=TRUE,SubmittingThrough=Txt_SubMthdOnline),Txt_SubmitOnline,IF(AND(G170=TRUE,SubmittingThrough=Txt_SubMthdEmail,I170=TRUE),Txt_Rqd,""))
M05S01AF02 | Payee Company Name | 0 | 1 |  |  | TRUE |  | TRUE | M05S01AF02disp | Required | ¦¦=if(AND(G171=TRUE,SubmittingThrough=Txt_SubMthdOnline),Txt_SubmitOnline,IF(AND(G171=TRUE,SubmittingThrough=Txt_SubMthdEmail,I171=TRUE),Txt_Rqd,""))
M05S01AF03 | Tax Entity | 0 | 1 |  |  | TRUE | 0 | TRUE | M05S01AF03disp | Required | ¦¦=if(AND(G172=TRUE,SubmittingThrough=Txt_SubMthdOnline),Txt_SubmitOnline,IF(AND(G172=TRUE,SubmittingThrough=Txt_SubMthdEmail,I172=TRUE),Txt_Rqd,""))
M05S01AF04 | Federal Tax ID Number | 0 | 1 |  |  | TRUE | 0 | TRUE | M05S01AF04disp | Required | ¦¦=if(AND(G173=TRUE,SubmittingThrough=Txt_SubMthdOnline),Txt_SubmitOnline,IF(AND(G173=TRUE,SubmittingThrough=Txt_SubMthdEmail,I173=TRUE),Txt_Rqd,""))
M05S01AF05 | Federal Tax ID Number | 0 | 1 |  |  | TRUE | 0 | TRUE | M05S01AF05disp | Required | ¦¦=if(AND(G174=TRUE,SubmittingThrough=Txt_SubMthdOnline),Txt_SubmitOnline,IF(AND(G174=TRUE,SubmittingThrough=Txt_SubMthdEmail,I174=TRUE),Txt_Rqd,""))
M05S01AF06 | Payee First Name | 0 | 1 |  |  | TRUE |  | TRUE | M05S01AF06disp | Required | ¦¦=if(AND(G175=TRUE,SubmittingThrough=Txt_SubMthdOnline),Txt_SubmitOnline,IF(AND(G175=TRUE,SubmittingThrough=Txt_SubMthdEmail,I175=TRUE),Txt_Rqd,""))
M05S01AF07 | Payee Last Name | 0 | 1 |  |  | TRUE |  | TRUE | M05S01AF07disp | Required | ¦¦=if(AND(G176=TRUE,SubmittingThrough=Txt_SubMthdOnline),Txt_SubmitOnline,IF(AND(G176=TRUE,SubmittingThrough=Txt_SubMthdEmail,I176=TRUE),Txt_Rqd,""))
M05S01AF08 | Check Mailing Address | 0 | 1 |  |  | TRUE |  | TRUE | M05S01AF08disp | Required | ¦¦=if(AND(G177=TRUE,SubmittingThrough=Txt_SubMthdOnline),Txt_SubmitOnline,IF(AND(G177=TRUE,SubmittingThrough=Txt_SubMthdEmail,I177=TRUE),Txt_Rqd,""))
M05S01AF09 | Phone Number | 0 | 1 |  |  | TRUE |  | TRUE | M05S01AF09disp | Required | ¦¦=if(AND(G178=TRUE,SubmittingThrough=Txt_SubMthdOnline),Txt_SubmitOnline,IF(AND(G178=TRUE,SubmittingThrough=Txt_SubMthdEmail,I178=TRUE),Txt_Rqd,""))
M05S01AF10 | Email | 0 | 1 |  |  | TRUE |  | TRUE | M05S01AF10disp | Required | ¦¦=if(AND(G179=TRUE,SubmittingThrough=Txt_SubMthdOnline),Txt_SubmitOnline,IF(AND(G179=TRUE,SubmittingThrough=Txt_SubMthdEmail,I179=TRUE),Txt_Rqd,""))
M05S01AF11 | City | 0 | 1 |  |  | TRUE |  | TRUE | M05S01AF11disp | Required | ¦¦=if(AND(G180=TRUE,SubmittingThrough=Txt_SubMthdOnline),Txt_SubmitOnline,IF(AND(G180=TRUE,SubmittingThrough=Txt_SubMthdEmail,I180=TRUE),Txt_Rqd,""))
M05S01AF12 | State | 0 | 1 |  |  | TRUE |  | TRUE | M05S01AF12disp | Required | ¦¦=if(AND(G181=TRUE,SubmittingThrough=Txt_SubMthdOnline),Txt_SubmitOnline,IF(AND(G181=TRUE,SubmittingThrough=Txt_SubMthdEmail,I181=TRUE),Txt_Rqd,""))
M05S01AF13 | ZIP Code | 0 | 1 |  |  | TRUE |  | TRUE | M05S01AF13disp | Required | ¦¦=if(AND(G182=TRUE,SubmittingThrough=Txt_SubMthdOnline),Txt_SubmitOnline,IF(AND(G182=TRUE,SubmittingThrough=Txt_SubMthdEmail,I182=TRUE),Txt_Rqd,""))
M05S01AF14 | Signature (Account Owner or Authorized Representative) | 0 | 0 |  |  | FALSE | 0 | TRUE | M05S01AF14disp |  | ¦¦=if(AND(G183=TRUE,SubmittingThrough=Txt_SubMthdOnline),Txt_SubmitOnline,IF(AND(G183=TRUE,SubmittingThrough=Txt_SubMthdEmail,I183=TRUE),Txt_Rqd,""))
M05S01AF15 | Print Name & Signatory Title | 0 | 0 |  |  | FALSE | 0 | TRUE | M05S01AF15disp |  | ¦¦=if(AND(G184=TRUE,SubmittingThrough=Txt_SubMthdOnline),Txt_SubmitOnline,IF(AND(G184=TRUE,SubmittingThrough=Txt_SubMthdEmail,I184=TRUE),Txt_Rqd,""))
M05S01AF16 | Date Signed | 0 | 0 |  |  | FALSE | 0% | TRUE | M05S01AF16disp |  | ¦¦=if(AND(G185=TRUE,SubmittingThrough=Txt_SubMthdOnline),Txt_SubmitOnline,IF(AND(G185=TRUE,SubmittingThrough=Txt_SubMthdEmail,I185=TRUE),Txt_Rqd,""))
|  | Total | Required | % Complete
Variable Name | On-Bill Repayment | 0 | 1 | 0% | COMPobr | Required for submission pathway? | current value | Is blank? | Variable Display Name | Text to Display Underneath | Online Requirements
M05S01BF01 | Customer is applying for On-Bill Repayment (OBR)? | 0 | 1 |  |  | TRUE |  | TRUE | M05S01BF01disp | Required | ¦¦=if(AND(G190=TRUE,SubmittingThrough=Txt_SubMthdOnline),Txt_SubmitOnline,IF(AND(G190=TRUE,SubmittingThrough=Txt_SubMthdEmail,I190=TRUE),Txt_Rqd,""))
M05S01BF02 | Customer is assigning OBR funds to Trade Ally? | 0 | 0 |  |  | FALSE | 0 | TRUE | M05S01BF02disp |  | ¦¦=if(AND(G191=TRUE,SubmittingThrough=Txt_SubMthdOnline),Txt_SubmitOnline,IF(AND(G191=TRUE,SubmittingThrough=Txt_SubMthdEmail,I191=TRUE),Txt_Rqd,""))
M05S01BF03 | Company Name | 0 | 0 |  |  | FALSE |  | TRUE | M05S01BF03disp |  | ¦¦=if(AND(G192=TRUE,SubmittingThrough=Txt_SubMthdOnline),Txt_SubmitOnline,IF(AND(G192=TRUE,SubmittingThrough=Txt_SubMthdEmail,I192=TRUE),Txt_Rqd,""))
M05S01BF07 | Company Name | 0 | 0 |  |  | FALSE |  | TRUE | M05S01BF07disp |  | ¦¦=if(AND(G196=TRUE,SubmittingThrough=Txt_SubMthdOnline),Txt_SubmitOnline,IF(AND(G196=TRUE,SubmittingThrough=Txt_SubMthdEmail,I196=TRUE),Txt_Rqd,""))
M05S01BF08 | Contact First Name | 0 | 0 |  |  | FALSE |  | TRUE | M05S01BF08disp |  | ¦¦=if(AND(G197=TRUE,SubmittingThrough=Txt_SubMthdOnline),Txt_SubmitOnline,IF(AND(G197=TRUE,SubmittingThrough=Txt_SubMthdEmail,I197=TRUE),Txt_Rqd,""))
M05S01BF09 | Last Name | 0 | 0 |  |  | FALSE |  | TRUE | M05S01BF09disp |  | ¦¦=if(AND(G198=TRUE,SubmittingThrough=Txt_SubMthdOnline),Txt_SubmitOnline,IF(AND(G198=TRUE,SubmittingThrough=Txt_SubMthdEmail,I198=TRUE),Txt_Rqd,""))
M05S01BF10 | BIN | 0 | 0 |  |  | FALSE |  | TRUE | M05S01BF10disp |  | ¦¦=if(AND(G199=TRUE,SubmittingThrough=Txt_SubMthdOnline),Txt_SubmitOnline,IF(AND(G199=TRUE,SubmittingThrough=Txt_SubMthdEmail,I199=TRUE),Txt_Rqd,""))
M05S01BF11 | Contact First Name | 0 | 0 |  |  | FALSE |  | TRUE | M05S01BF11disp |  | ¦¦=if(AND(G200=TRUE,SubmittingThrough=Txt_SubMthdOnline),Txt_SubmitOnline,IF(AND(G200=TRUE,SubmittingThrough=Txt_SubMthdEmail,I200=TRUE),Txt_Rqd,""))
M05S01BF12 | Last Name | 0 | 0 |  |  | FALSE |  | TRUE | M05S01BF12disp |  | ¦¦=if(AND(G201=TRUE,SubmittingThrough=Txt_SubMthdOnline),Txt_SubmitOnline,IF(AND(G201=TRUE,SubmittingThrough=Txt_SubMthdEmail,I201=TRUE),Txt_Rqd,""))
M05S01BF14 | Primary Phone | 0 | 0 |  |  | FALSE |  | TRUE | M05S01BF14disp |  | ¦¦=if(AND(G203=TRUE,SubmittingThrough=Txt_SubMthdOnline),Txt_SubmitOnline,IF(AND(G203=TRUE,SubmittingThrough=Txt_SubMthdEmail,I203=TRUE),Txt_Rqd,""))
M05S01BF15 | Email | 0 | 0 |  |  | FALSE |  | TRUE | M05S01BF15disp |  | ¦¦=if(AND(G204=TRUE,SubmittingThrough=Txt_SubMthdOnline),Txt_SubmitOnline,IF(AND(G204=TRUE,SubmittingThrough=Txt_SubMthdEmail,I204=TRUE),Txt_Rqd,""))
M05S01BF17 | Reference Information | 0 | 0 |  |  | FALSE |  | TRUE | M05S01BF17disp |  | ¦¦=if(AND(G205=TRUE,SubmittingThrough=Txt_SubMthdOnline),Txt_SubmitOnline,IF(AND(G205=TRUE,SubmittingThrough=Txt_SubMthdEmail,I205=TRUE),Txt_Rqd,""))
M05S01BF19 | Primary Phone | 0 | 0 |  |  | FALSE |  | TRUE | M05S01BF19disp |  | ¦¦=if(AND(G207=TRUE,SubmittingThrough=Txt_SubMthdOnline),Txt_SubmitOnline,IF(AND(G207=TRUE,SubmittingThrough=Txt_SubMthdEmail,I207=TRUE),Txt_Rqd,""))
M05S01BF20 | Email | 0 | 0 |  |  | FALSE |  | TRUE | M05S01BF20disp |  | ¦¦=if(AND(G208=TRUE,SubmittingThrough=Txt_SubMthdOnline),Txt_SubmitOnline,IF(AND(G208=TRUE,SubmittingThrough=Txt_SubMthdEmail,I208=TRUE),Txt_Rqd,""))
M05S01BF21 | Address | 0 | 0 |  |  | FALSE |  | TRUE | M05S01BF21disp |  | ¦¦=if(AND(G209=TRUE,SubmittingThrough=Txt_SubMthdOnline),Txt_SubmitOnline,IF(AND(G209=TRUE,SubmittingThrough=Txt_SubMthdEmail,I209=TRUE),Txt_Rqd,""))
M05S01BF22 | Mailing Address | 0 | 0 |  |  | FALSE |  | TRUE | M05S01BF22disp |  | ¦¦=if(AND(G210=TRUE,SubmittingThrough=Txt_SubMthdOnline),Txt_SubmitOnline,IF(AND(G210=TRUE,SubmittingThrough=Txt_SubMthdEmail,I210=TRUE),Txt_Rqd,""))
M05S01BF23 | City | 0 | 0 |  |  | FALSE |  | TRUE | M05S01BF23disp |  | ¦¦=if(AND(G211=TRUE,SubmittingThrough=Txt_SubMthdOnline),Txt_SubmitOnline,IF(AND(G211=TRUE,SubmittingThrough=Txt_SubMthdEmail,I211=TRUE),Txt_Rqd,""))
M05S01BF24 | State | 0 | 0 |  |  | FALSE |  | TRUE | M05S01BF24disp |  | ¦¦=if(AND(G212=TRUE,SubmittingThrough=Txt_SubMthdOnline),Txt_SubmitOnline,IF(AND(G212=TRUE,SubmittingThrough=Txt_SubMthdEmail,I212=TRUE),Txt_Rqd,""))
M05S01BF25 | ZIP Code | 0 | 0 |  |  | FALSE |  | TRUE | M05S01BF25disp |  | ¦¦=if(AND(G213=TRUE,SubmittingThrough=Txt_SubMthdOnline),Txt_SubmitOnline,IF(AND(G213=TRUE,SubmittingThrough=Txt_SubMthdEmail,I213=TRUE),Txt_Rqd,""))
M05S01BF27 | City | 0 | 0 |  |  | FALSE |  | TRUE | M05S01BF27disp |  | ¦¦=if(AND(G215=TRUE,SubmittingThrough=Txt_SubMthdOnline),Txt_SubmitOnline,IF(AND(G215=TRUE,SubmittingThrough=Txt_SubMthdEmail,I215=TRUE),Txt_Rqd,""))
M05S01BF28 | State | 0 | 0 |  |  | FALSE |  | TRUE | M05S01BF28disp |  | ¦¦=if(AND(G216=TRUE,SubmittingThrough=Txt_SubMthdOnline),Txt_SubmitOnline,IF(AND(G216=TRUE,SubmittingThrough=Txt_SubMthdEmail,I216=TRUE),Txt_Rqd,""))
M05S01BF29 | Zip Code | 0 | 0 |  |  | FALSE |  | TRUE | M05S01BF29disp |  | ¦¦=if(AND(G217=TRUE,SubmittingThrough=Txt_SubMthdOnline),Txt_SubmitOnline,IF(AND(G217=TRUE,SubmittingThrough=Txt_SubMthdEmail,I217=TRUE),Txt_Rqd,""))
M05S01BF30 | Signature (Account Owner or Authorized Representative) | 0 | 0 |  |  | FALSE | 0 | TRUE | M05S01BF30disp |  | ¦¦=if(AND(G218=TRUE,SubmittingThrough=Txt_SubMthdOnline),Txt_SubmitOnline,IF(AND(G218=TRUE,SubmittingThrough=Txt_SubMthdEmail,I218=TRUE),Txt_Rqd,""))
M05S01BF31 | Print Name & Signatory Title | 0 | 0 |  |  | FALSE | 0 | TRUE | M05S01BF31disp |  | ¦¦=if(AND(G219=TRUE,SubmittingThrough=Txt_SubMthdOnline),Txt_SubmitOnline,IF(AND(G219=TRUE,SubmittingThrough=Txt_SubMthdEmail,I219=TRUE),Txt_Rqd,""))
M05S01BF32 | Date Signed | 0 | 0 |  |  | FALSE | 0% | TRUE | M05S01BF32disp |  | ¦¦=if(AND(G220=TRUE,SubmittingThrough=Txt_SubMthdOnline),Txt_SubmitOnline,IF(AND(G220=TRUE,SubmittingThrough=Txt_SubMthdEmail,I220=TRUE),Txt_Rqd,""))
M05S01BF33 | Tax Entity | 0 | 0 |  |  | FALSE | 0 | TRUE | M05S01BF33disp
M05S01BF34 | Federal Tax ID Number | 0 | 0 |  |  | FALSE | 0 | TRUE | M05S01BF34disp
M05S01BF35 | Federal Tax ID Number | 0 | 0 |  |  | FALSE | 0 | TRUE | M05S01BF35disp
|  | Total | Required | % Complete
Variable Name | OBR: Repayment Agreement | 0 | 0 | 0% | COMPOBRAGREEMENT | Required for submission pathway? | current value | Is blank? | Variable Display Name | Text to Display Underneath | Online Requirements
M05S06F01 | Print Name (Customer) | 0 | 0 |  |  | FALSE | 0 | TRUE | M05S06F01disp
M05S06F02 | Signatory Title | 0 | 0 |  |  | FALSE | 0 | TRUE | M05S06F02disp
M05S06F03 | Date Signed | 0 | 0 |  |  | FALSE | 0% | TRUE | M05S06F03disp
Variable Name | Union Information | Total | Required | % Complete | COMPUNIONINFO |  |  | Is blank? | Variable Display Name | Text to Display Underneath | Online Requirements
|  | 0 | 1 | 0%
M05S08F01 | 0 | 0 | 1 |  |  | TRUE | 0 | TRUE | M05S08F01disp | Required
M05S08F03 | Name of Union | 0 | 0 |  |  | FALSE | 0 | TRUE | M05S08F03disp
M05S08F04 | Union Local | 0 | 0 |  |  | FALSE | 0 | TRUE | M05S08F04disp
M05S08F05 | Accepted Contract Date | 0 | 0 |  |  | FALSE | 0 | TRUE | M05S08F05disp
M05S08F06 | Contact First Name | 0 | 0 |  |  | FALSE | 0 | TRUE | M05S08F06disp
M05S08F07 | Contact Last Name | 0 | 0 |  |  | FALSE | 0 | TRUE | M05S08F07disp
M05S08F08 | Contact Title | 0 | 0 |  |  | FALSE | 0 | TRUE | M05S08F08disp
M05S08F09 | Contact Phone Number | 0 | 0 |  |  | FALSE | 0 | TRUE | M05S08F09disp
M05S08F11 | 0 | 0 | 0 |  |  | FALSE |  | TRUE | M05S08F11disp
M05S08F12 | 0 | 0 | 0 |  |  | FALSE | 0 | TRUE | M05S08F12disp
M05S08F13 | 0 | 0 | 0 |  |  | FALSE |  | TRUE | M05S08F13disp
M05S08F14 | 0 | 0 | 0 |  |  | FALSE | 0 | TRUE | M05S08F14disp
M05S08F15 | Contact Email | 0 | 0 |  |  | FALSE | 0 | TRUE | M05S08F15disp
Variable Name | Project Review | 0 | 1 | 0% | COMPPROJECTREIVEW | Required for submission pathway? | current value | Is blank? | Variable Display Name | Text to Display Underneath | Online Requirements
M05S02F03 | Invoice total | 0 | 1 |  |  | TRUE | 0 | TRUE | M05S02F03disp

## M03-S02
|  | WELCOME |  | INSTRUCTIONS | [21 empty] | Sign OBR: Repayment Agreement |  |  | Sign Project Completion Certification |  | INCENTIVE RATES & REQUIREMENTS |  |  |  | ( CONTACT US
[9 empty] | Program Type: | Prescriptive |  |  |  |  | Site Name: | [Project Name] |  |  |  |  | Status: | Draft Pre-Application | [5 empty] | Estimated Incentive: | 0 |  | OBR Amt Requested:
0%
[40 empty] | Total Cost | 0 |  | No Savings for PC Summary | FALSE
[40 empty] | Incentive Cap | 0
[34 empty] | Progress | [5 empty] | Cap W/O Issue | 0
|  |  | Lighting & Lighting Controls |  | HVAC | HVAC Controls |  | Heating |  |  |  | Water Heating & Boilers |  | Refrigeration |  |  | Food Service |  |  | Agriculture |  |  | Plug Load |  |  | Residential Appliances |  |  | Miscellaneous
DO NOT DRAG DOWN - Line 1 different formula
[12 empty] | 0 |  | 0 |  |  | 0 |  |  | 0 |  |  |  | Total Taxes & Ancillary Cost (From Invoice):
|  | Need help? Click here to visit the wattage table: | [31 empty] | Eligible Fixture Total: | 0
|  | Wattage Table | [9 empty] | Section Cost |  | Section Incentive |  |  | Section Savings |  |  | Section Savings | [13 empty] | Eligible Sensor Total: | 0 | [34 empty] | 1:1 Replacement Check for PC Summary | [15 empty] | DO NOT DRAG DOWN - Line 1 different formula
| Install Location | Proposed Equipment | [6 empty] | DLC/ES |  | Manufacturer |  | Model | New Sensor Measure |  |  |  | Sensor Quantity | Existing Equipment | [5 empty] | Total Lighting Cost |  | Total Sensor Cost |  |  | Total Cost | Estimated Incentive | Electric Savings |  |  | Natural Gas Savings | Verified Qty | Comments | Status | Measure Number | Calc Type | Incentive Unit Type | Incentive Units | Incentive/Unit | Incentive Total | Incentive Cap | Reported kWh Savings | Reported kW Savings | Reported thm Savings | Customer kWh Savings | Customer kW Savings | Customer thm Savings | CF | TRM Building Type | TRM Operation Hours | User Entered Operation Hours | EFLH (Cool) | EFLH (Heat) | Existing Space Conditioning Type | HVACd | HVACe | HVACg | Ineff. Wattage | Efficient kW | Baseline kW |  | Sensor % Annual Savings | Compeff | Refrig. Savings (TRM) | Refrig. Savings (Customer Facing) | Existing Lamps | Replacement Lamp | 1:1 replacement? | eTrack Building Type | eTrack Sector Type | Nominal Wattage | eTrack Fuel Type | eTrack Space Type | eTrack Equipment Type | eTrack Lamp Type | #of Units | Sum Table Eligible Fixtures | Sum Table Eligible Sensors | Identifier for Color Coding | Sum Table Eligible Sensors | [7 empty] | Incentive Cap (Rounding issue) |  | rr_kwh | rr_kw | rr_therms
|  | Category |  |  | LED Measure |  | Quantity |  | Wattage |  | DLC Product ID | [7 empty] | Type |  | Details |  | Quantity |  | Material | Labor | Material |  | Labor | [35 empty] | Delta kw | [19 empty] | eTRM Location | Taxes | Labor + Taxes | Labor/Taxes + Material | NTG Factor | Measure life | PDF |  | ISR |  |  |  | Gross Source kWh | Net Site kWh | Net Source kWh | Gross Site Lifetime kWh | Gross Source Lifetime kWh | Net Site Lifetime kWh | Net Source Lifetime kWh | Gross Source therms | Net Site therms | Net Source therms | Gross Site Lifetime therms | Gross Source Lifetime therms | Net Site Lifetime therms | Net Source Lifetime therms | Gross Site MMBTU | Gross Source MMBTU | Net Site MMBTU | Net Source MMBTU | Gross Site Lifetime MMBTU | Gross Source Lifetime MMBTU | Net Site Lifetime MMBTU | Net Source Lifetime MMBTU | Peak Day Therm | Actual Gross Source therms | Actual Net Site therms | Actual Net Source therms | Actual Gross Site Lifetime therms | Actual Gross Source Lifetime therms | Actual Net Site Lifetime therms | Actual Net Source Lifetime therms | Actual Peak Day Therm | Reported Net Source kW | Reported Net Site kW | Reported Net Source Peak Day therm | Actual Net Source Peak Day therm | Reported Net Site Peak Day therm | Actual Net Site Peak Day therm | Actual Gross Site MMBTU | Actual Gross Source MMBTU | Actual Net Site MMBTU | Actual Net Source MMBTU | Actual Gross Site Lifetime MMBTU | Actual Gross Source Lifetime MMBTU | Actual Net Site Lifetime MMBTU | Actual Net Source Lifetime MMBTU
1
2
3
4
5
6
7
8
9
10
11
12
13
14
15
16
17
18
19
20
21
22
23
24
25
26
27
28
29
30
31
32
33
34
35
36
37
38
39
40
41
42
43
44
45
46
47
48
49
50
51
52
53
54
55
56
57
58
59
60
61
62
63
64
65
66
67
68
69
70
71
72
73
74
75
76
77
78
79
80
81
82
83
84
85
86
87
88
89
90
91
92
93
94
95
96
97
98
99
100
101
102
103
104
105
106
107
108
109
110
111
112
113
114
115
116
117
118
119
120
121
122
123
124
125
126
127
128
129
130
131
132
133
134
135
136
137
138
139
140
141
142
143
144
145
146
147
148
149
150
151
152
153
154
155
156
157
158
159
160
161
162
163
164
165
166
167
168
169
170
171
172
173
174
175
176
177
178
179
180
181
182
183
184
185
186
187
188
189
190
191
192
193
194
195
196
197
198
199
200
PSE&G C&I Energy Efficiency Program | [6 empty] | © 2026 TRC Companies, Inc. TRC Companies, Inc. and its affiliates reserve all rights associated with this body of work. Content cannot be edited or replicated without the express, written consent of TRC Companies, Inc. or its affiliates. | [25 empty] | Prescriptive Incentive Application
1-844-300-PSEG (7734)
PSEGenergysaver@TRCcompanies.com | [15 empty] | V2.1 Effective Date 4/24/2026 | [16 empty] | This is a TRC tool
Participation Agreement
Project Information
Customer Information
Equipment Input
Payment
Project Review
Trade Ally / Contractor Information
On-Bill Repayment
Union Information

## M03-S03
|  |  | WELCOME |  | INSTRUCTIONS | [24 empty] | Sign OBR: Repayment Agreement |  |  | Sign Project Completion Certification |  | INCENTIVE RATES & REQUIREMENTS |  |  |  | ( CONTACT US
[12 empty] | Program Type: | Prescriptive |  |  |  |  | Site Name: | [Project Name] |  |  |  |  | Status: | Draft Pre-Application | [6 empty] | Estimated Incentive: | 0 |  | OBR Amt Requested:
0%
Progress
|  |  |  | Lighting & Lighting Controls |  | HVAC |  | HVAC Controls |  |  | Heating |  |  | Water Heating & Boilers |  |  | Refrigeration |  |  | Food Service |  |  | Agriculture |  |  |  | Plug Load |  |  | Residential Appliances |  |  | Miscellaneous
[44 empty] | No Savings for PC Summary | FALSE
[14 empty] | 0 |  |  | 0 |  |  | 0 |  |  | 0 |  |  |  |  | Total Taxes & Ancillary Cost (From Invoice):
DO NOT DRAG DOWN - Line 1 different formula
[14 empty] | Section Cost |  |  | Section Incentive |  |  | Section Savings |  |  | Section Savings | [53 empty] | IEER/SEER/2 Baseline
Secondary Unit (top)
| Install Location | Proposed Measure Category |  |  |  |  | Sub-Category |  | Quantity Type |  | Quantity |  | Manufacturer |  | Model | Secondary Quantity Type |  | Secondary Quantity |  | Efficiency Details | [10 empty] | Total Measure Cost |  |  | Total Cost | Estimated Incentive | Electric Savings |  |  | Natural Gas Savings | Verified Qty | Comments |  | Status | Measure Number | Calc Type | Incentive Unit Type | Incentive Units | Incentive/Unit | Incentive Total | Incentive Cap | Reported kWh Savings | Reported kW Savings | Reported thm Savings | Customer kWh Savings | Customer kW Savings | Customer thm Savings | CF | PDF | TRM Operation Hours | User Entered Operation Hours | EFLH (Cool) | EFLH (Heat) | Existing Space Conditioning Type | Energy Savings Factor | FVFD | Savings Status | eTrack Building Type | eTrack Equipment Type | eTrack Equipment Type | eTrack PreFixture | EER | Electric/Fuel | Minimum EER | Taxes | Labor + Taxes | Total Cost |  | HSPF2/COP | Fuel Heat Conversion | Sub Category | Electric Cooling | [36 empty] | Identifer for Rating | rr_kwh | rr_kw | rr_therms
[13 empty] | Serial Number | [6 empty] | Rating | Required | Proposed |  | Rating |  | Required | Proposed |  | Rating | Proposed | Material |  | Labor | [37 empty] | Baseline | [10 empty] | Baseline Measure Description | Baseline/Existing Fossil Fuel Measure Description | Proposed Measure Description | Proposed Cooling Formula Number | Proposed Heating Formula Number | Baseline Cooling Formula Number | Baseline Heating Formula Number | F_load | F_baseline,c | F_baseline,h | kwh_c,b | kwh_h,b | kwh_c,q | kwh_h,q | kwh_q | Baseline Therms Formula Number | baseline fossil fuel heater eff | Therms_b | Therms_q | kwh_b | Pump HP_q | Pump Poles_q | Pump Case_q | Pump Efficiency_q | Pump Efficiency_b | FLH | kWh_p,q | kWh_p,b | ΔQ_w | qw | baseline Eff | EER QA EFF | NTG Factor | Measure life | Min | Max |  |  |  |  | Gross Source kWh | Net Site kWh | Net Source kWh | Gross Site Lifetime kWh | Gross Source Lifetime kWh | Net Site Lifetime kWh | Net Source Lifetime kWh | Gross Source therms | Net Site therms | Net Source therms | Gross Site Lifetime therms | Gross Source Lifetime therms | Net Site Lifetime therms | Net Source Lifetime therms | Gross Site MMBTU | Gross Source MMBTU | Net Site MMBTU | Net Source MMBTU | Gross Site Lifetime MMBTU | Gross Source Lifetime MMBTU | Net Site Lifetime MMBTU | Net Source Lifetime MMBTU | Peak Day Therm | Reported Net Source kW | Reported Net Site kW | Reported Net Source Peak Day therm | Actual Net Source Peak Day therm | Reported Net Site Peak Day therm | Actual Net Site Peak Day therm | Actual Gross Site MMBTU | Actual Gross Source MMBTU | Actual Net Site MMBTU | Actual Net Source MMBTU | Actual Gross Site Lifetime MMBTU | Actual Gross Source Lifetime MMBTU | Actual Net Site Lifetime MMBTU | Actual Net Source Lifetime MMBTU
1 | [41 empty] | 1 | [56 empty] | 0 |  |  | 5
2 | [41 empty] | 2 | [56 empty] | 0 |  |  | 5
3 | [41 empty] | 3 | [56 empty] | 0 |  |  | 5
4 | [41 empty] | 4 | [56 empty] | 0 |  |  | 5
5 | [41 empty] | 5 | [56 empty] | 0 |  |  | 5
6 | [41 empty] | 6 | [56 empty] | 0 |  |  | 5
7 | [41 empty] | 7 | [56 empty] | 0 |  |  | 5
8 | [41 empty] | 8 | [56 empty] | 0 |  |  | 5
9 | [41 empty] | 9 | [56 empty] | 0 |  |  | 5
10 | [41 empty] | 10 | [56 empty] | 0 |  |  | 5
11 | [41 empty] | 11 | [56 empty] | 0 |  |  | 5
12 | [41 empty] | 12 | [56 empty] | 0 |  |  | 5
13 | [41 empty] | 13 | [56 empty] | 0 |  |  | 5
14 | [41 empty] | 14 | [56 empty] | 0 |  |  | 5
15 | [41 empty] | 15 | [56 empty] | 0 |  |  | 5
16 | [41 empty] | 16 | [56 empty] | 0 |  |  | 5
17 | [41 empty] | 17 | [56 empty] | 0 |  |  | 5
18 | [41 empty] | 18 | [56 empty] | 0 |  |  | 5
19 | [41 empty] | 19 | [56 empty] | 0 |  |  | 5
20 | [41 empty] | 20 | [56 empty] | 0 |  |  | 5
21 | [41 empty] | 21 | [56 empty] | 0 |  |  | 5
22 | [41 empty] | 22 | [56 empty] | 0 |  |  | 5
23 | [41 empty] | 23 | [56 empty] | 0 |  |  | 5
24 | [41 empty] | 24 | [56 empty] | 0 |  |  | 5
25 | [41 empty] | 25 | [56 empty] | 0 |  |  | 5
26 | [41 empty] | 26 | [56 empty] | 0 |  |  | 5
27 | [41 empty] | 27 | [56 empty] | 0 |  |  | 5
28 | [41 empty] | 28 | [56 empty] | 0 |  |  | 5
29 | [41 empty] | 29 | [56 empty] | 0 |  |  | 5
30 | [41 empty] | 30 | [56 empty] | 0 |  |  | 5
31 | [41 empty] | 31 | [56 empty] | 0 |  |  | 5
32 | [41 empty] | 32 | [56 empty] | 0 |  |  | 5
33 | [41 empty] | 33 | [56 empty] | 0 |  |  | 5
34 | [41 empty] | 34 | [56 empty] | 0 |  |  | 5
35 | [41 empty] | 35 | [56 empty] | 0 |  |  | 5
36 | [41 empty] | 36 | [56 empty] | 0 |  |  | 5
37 | [41 empty] | 37 | [56 empty] | 0 |  |  | 5
38 | [41 empty] | 38 | [56 empty] | 0 |  |  | 5
39 | [41 empty] | 39 | [56 empty] | 0 |  |  | 5
40 | [41 empty] | 40 | [56 empty] | 0 |  |  | 5
41 | [41 empty] | 41 | [56 empty] | 0 |  |  | 5
42 | [41 empty] | 42 | [56 empty] | 0 |  |  | 5
43 | [41 empty] | 43 | [56 empty] | 0 |  |  | 5
44 | [41 empty] | 44 | [56 empty] | 0 |  |  | 5
45 | [41 empty] | 45 | [56 empty] | 0 |  |  | 5
46 | [41 empty] | 46 | [56 empty] | 0 |  |  | 5
47 | [41 empty] | 47 | [56 empty] | 0 |  |  | 5
48 | [41 empty] | 48 | [56 empty] | 0 |  |  | 5
49 | [41 empty] | 49 | [56 empty] | 0 |  |  | 5
50 | [41 empty] | 50 | [56 empty] | 0 |  |  | 5
51 | [41 empty] | 51 | [56 empty] | 0 |  |  | 5
52 | [41 empty] | 52 | [56 empty] | 0 |  |  | 5
53 | [41 empty] | 53 | [56 empty] | 0 |  |  | 5
54 | [41 empty] | 54 | [56 empty] | 0 |  |  | 5
55 | [41 empty] | 55 | [56 empty] | 0 |  |  | 5
56 | [41 empty] | 56 | [56 empty] | 0 |  |  | 5
57 | [41 empty] | 57 | [56 empty] | 0 |  |  | 5
58 | [41 empty] | 58 | [56 empty] | 0 |  |  | 5
59 | [41 empty] | 59 | [56 empty] | 0 |  |  | 5
60 | [41 empty] | 60 | [56 empty] | 0 |  |  | 5
61 | [41 empty] | 61 | [56 empty] | 0 |  |  | 5
62 | [41 empty] | 62 | [56 empty] | 0 |  |  | 5
63 | [41 empty] | 63 | [56 empty] | 0 |  |  | 5
64 | [41 empty] | 64 | [56 empty] | 0 |  |  | 5
65 | [41 empty] | 65 | [56 empty] | 0 |  |  | 5
66 | [41 empty] | 66 | [56 empty] | 0 |  |  | 5
67 | [41 empty] | 67 | [56 empty] | 0 |  |  | 5
68 | [41 empty] | 68 | [56 empty] | 0 |  |  | 5
69 | [41 empty] | 69 | [56 empty] | 0 |  |  | 5
70 | [41 empty] | 70 | [56 empty] | 0 |  |  | 5
71 | [41 empty] | 71 | [56 empty] | 0 |  |  | 5
72 | [41 empty] | 72 | [56 empty] | 0 |  |  | 5
73 | [41 empty] | 73 | [56 empty] | 0 |  |  | 5
74 | [41 empty] | 74 | [56 empty] | 0 |  |  | 5
75 | [41 empty] | 75 | [56 empty] | 0 |  |  | 5
76 | [41 empty] | 76 | [56 empty] | 0 |  |  | 5
77 | [41 empty] | 77 | [56 empty] | 0 |  |  | 5
78 | [41 empty] | 78 | [56 empty] | 0 |  |  | 5
79 | [41 empty] | 79 | [56 empty] | 0 |  |  | 5
80 | [41 empty] | 80 | [56 empty] | 0 |  |  | 5
81 | [41 empty] | 81 | [56 empty] | 0 |  |  | 5
82 | [41 empty] | 82 | [56 empty] | 0 |  |  | 5
83 | [41 empty] | 83 | [56 empty] | 0 |  |  | 5
84 | [41 empty] | 84 | [56 empty] | 0 |  |  | 5
85 | [41 empty] | 85 | [56 empty] | 0 |  |  | 5
86 | [41 empty] | 86 | [56 empty] | 0 |  |  | 5
87 | [41 empty] | 87 | [56 empty] | 0 |  |  | 5
88 | [41 empty] | 88 | [56 empty] | 0 |  |  | 5
89 | [41 empty] | 89 | [56 empty] | 0 |  |  | 5
90 | [41 empty] | 90 | [56 empty] | 0 |  |  | 5
91 | [41 empty] | 91 | [56 empty] | 0 |  |  | 5
92 | [41 empty] | 92 | [56 empty] | 0 |  |  | 5
PSE&G C&I Energy Efficiency Program | [9 empty] | © 2026 TRC Companies, Inc. TRC Companies, Inc. and its affiliates reserve all rights associated with this body of work. Content cannot be edited or replicated without the express, written consent of TRC Companies, Inc. or its affiliates. | [26 empty] | Prescriptive Incentive Application
1-844-300-PSEG (7734)
PSEGenergysaver@TRCcompanies.com | [18 empty] | V2.1 Effective Date 4/24/2026 | [17 empty] | This is a TRC tool
Participation Agreement
Project Information
Customer Information
Equipment Input
Payment
Project Review
Trade Ally / Contractor Information
On-Bill Repayment
Union Information

## MEASURES1_M (hidden)
| Lighting & Lighting Controls | [21 empty] | Sort Eff Category 1 A-Z
| Measure Number | Category | Sub-Category | Measure Lookup | Front End Measure Name | eTRM Measure Code | Utility Working Group ID | DNV Ref # | DNV Measure Name | Program | End Use | Lamp Type | Incentive Unit | Current Incentive | Quantity Unit | Measure Life (Years) | Order | Reporting Methodology | Eff Category 1 | Ineff Dropdown 1 | Ineff Dropdown 2 | Baseline Min Wattage | Baseline Max Wattage | Eff Min Wattage | Eff Max Wattage | CF | Effcomp | EUL | RUL | ntgValue_2025 | ntgValue_2026 | ntgValue_2027 | rr_kwh | rr_kw | rr_therms | ISR
| 10246 | DLC Agriculture Fixtures | Indoor Horticulture LED - Seedling | Indoor Horticulture LED - Seedling | Indoor Horticulture LED - Seedling | CEF2-CI-LIG-IHLED | L-12 | L-E-1101 | Indoor Horticulture LED - Seedling | Prescriptive | Lighting | Seedling | Fixture | 44 | Per Fixture | 12 | 167 |  | DLC Agriculture Fixtures | AGR | AGR | 1 | 9999 | 1 | 9999 | 1 |  | 12 | 4 | 0.48 | 0.48 | 0.48 | 1.054 | 1.07 | 1.104 | 1
| 10247 | DLC Agriculture Fixtures | Indoor Horticulture LED - Vegetative | Indoor Horticulture LED - Vegetative | Indoor Horticulture LED - Vegetative | CEF2-CI-LIG-IHLED | L-12 | L-E-1101 | Indoor Horticulture LED - Vegetative | Prescriptive | Lighting | Vegtative | Fixture | 44 | Per Fixture | 12 | 168 |  | DLC Agriculture Fixtures | AGR | AGR | 1 | 9999 | 1 | 9999 | 1 |  | 12 | 4 | 0.48 | 0.48 | 0.48 | 1.054 | 1.07 | 1.104 | 1
| 10248 | DLC Agriculture Fixtures | Indoor Horticulture LED - Flowering | Indoor Horticulture LED - Flowering | Indoor Horticulture LED - Flowering | CEF2-CI-LIG-IHLED | L-12 | L-E-1101 | Indoor Horticulture LED - Flowering | Prescriptive | Lighting | Flowering | Fixture | 44 | Per Fixture | 12 | 169 |  | DLC Agriculture Fixtures | AGR | AGR | 1 | 9999 | 1 | 9999 | 1 |  | 12 | 4 | 0.48 | 0.48 | 0.48 | 1.054 | 1.07 | 1.104 | 1
| 10249 | DLC Agriculture Fixtures | Indoor Horticulture LED - Unknown | Indoor Horticulture LED - Unknown | Indoor Horticulture LED - Unknown | CEF2-CI-LIG-IHLED | L-12 | L-E-1101 | Indoor Horticulture LED - Unknown | Prescriptive | Lighting | Unknown | Fixture | 44 | Per Fixture | 12 | 170 |  | DLC Agriculture Fixtures | AGR | AGR | 1 | 9999 | 1 | 9999 | 1 |  | 12 | 4 | 0.48 | 0.48 | 0.48 | 1.054 | 1.07 | 1.104 | 1
|  | DLC Ext. Fixtures | -Architectural Flood and Spot (AFS)- | -Architectural Flood and Spot (AFS)- | -Architectural Flood and Spot (AFS)- |  |  |  | -Architectural Flood and Spot (AFS)- | [6 empty] | 7 |  |  | DLC Ext. Fixtures | [8 empty] | 7 |  | 0.9 | 0.9 | 0.9 | 1.18 | 0.935 | 1.217 | 0.98
| 10001 | DLC Ext. Fixtures | AFS ≤4,999 Lumens | LED Architectural Flood and Spot Luminaries ≤4,999 lumens | AFS ≤4,999 Lumens | CEF2-CI-LIG-LIGFXT-ER | L-21 | L-E-1190 | LED Architectural Flood and Spot Luminaries ≤4,999 lumens | Prescriptive | Lighting | Exterior | Fixture | 50 | Per Fixture | 7 | 1 | LED Architectural Flood and Spot Luminaries ≤4,999 lumens | DLC Ext. Fixtures | Hal_HID_T8T12_T5 |  | 1 | 9999 | 1 | 9999 |  |  | 7 |  | 0.9 | 0.9 | 0.9 | 1.18 | 0.935 | 1.217 | 0.98
| 10002 | DLC Ext. Fixtures | AFS 5,000-9,999 Lumens | LED Architectural Flood and Spot Luminaries 5,000-9,999 lumens | AFS 5,000-9,999 Lumens | CEF2-CI-LIG-LIGFXT-ER | L-22 | L-E-1191 | LED Architectural Flood and Spot Luminaries 5,000-9,999 lumens | Prescriptive | Lighting | Exterior | Fixture | 150 | Per Fixture | 7 | 2 | LED Architectural Flood and Spot Luminaries 5,000-9,999 lumens | DLC Ext. Fixtures | Hal_HID_T8T12_T5 |  | 1 | 9999 | 1 | 9999 |  |  | 7 |  | 0.9 | 0.9 | 0.9 | 1.18 | 0.935 | 1.217 | 0.98
| 10003 | DLC Ext. Fixtures | AFS 10,000-19,999 Lumens | LED Architectural Flood and Spot Luminaries 10,000-19,999 lumens | AFS 10,000-19,999 Lumens | CEF2-CI-LIG-LIGFXT-ER | L-23 | L-E-1192 | LED Architectural Flood and Spot Luminaries 10,000-19,999 lumens | Prescriptive | Lighting | Exterior | Fixture | 300 | Per Fixture | 7 | 3 | LED Architectural Flood and Spot Luminaries 10,000-19,999 lumens | DLC Ext. Fixtures | Hal_HID_T8T12_T5 |  | 1 | 9999 | 1 | 9999 |  |  | 7 |  | 0.9 | 0.9 | 0.9 | 1.18 | 0.935 | 1.217 | 0.98
| 10004 | DLC Ext. Fixtures | AFS 20,000-29,999 Lumens | LED Architectural Flood and Spot Luminaries 20,000-29,999 lumens | AFS 20,000-29,999 Lumens | CEF2-CI-LIG-LIGFXT-ER | L-24 | L-E-1193 | LED Architectural Flood and Spot Luminaries 20,000-29,999 lumens | Prescriptive | Lighting | Exterior | Fixture | 350 | Per Fixture | 7 | 4 | LED Architectural Flood and Spot Luminaries 20,000-29,999 lumens | DLC Ext. Fixtures | Hal_HID_T8T12_T5 |  | 1 | 9999 | 1 | 9999 |  |  | 7 |  | 0.9 | 0.9 | 0.9 | 1.18 | 0.935 | 1.217 | 0.98
| 10005 | DLC Ext. Fixtures | AFS 30,000-39,999 Lumens | LED Architectural Flood and Spot Luminaries 30,000-39,999 lumens | AFS 30,000-39,999 Lumens | CEF2-CI-LIG-LIGFXT-ER | L-25 | L-E-1194 | LED Architectural Flood and Spot Luminaries 30,000-39,999 lumens | Prescriptive | Lighting | Exterior | Fixture | 450 | Per Fixture | 7 | 5 | LED Architectural Flood and Spot Luminaries 30,000-39,999 lumens | DLC Ext. Fixtures | Hal_HID_T8T12_T5 |  | 1 | 9999 | 1 | 9999 |  |  | 7 |  | 0.9 | 0.9 | 0.9 | 1.18 | 0.935 | 1.217 | 0.98
| 10006 | DLC Ext. Fixtures | AFS ≥40,000 Lumens | LED Architectural Flood and Spot Luminaries ≥40,000 lumens | AFS ≥40,000 Lumens | CEF2-CI-LIG-LIGFXT-ER | L-26 | L-E-1195 | LED Architectural Flood and Spot Luminaries ≥40,000 lumens | Prescriptive | Lighting | Exterior | Fixture | 400 | Per Fixture | 7 | 6 | LED Architectural Flood and Spot Luminaries ≥ 40,000 lumens | DLC Ext. Fixtures | Hal_HID_T8T12_T5 |  | 1 | 9999 | 1 | 9999 |  |  | 7 |  | 0.9 | 0.9 | 0.9 | 1.18 | 0.935 | 1.217 | 0.98
|  | DLC Ext. Fixtures | -Bollard Fixtures (BF)- | -Bollard Fixtures (BF)- | -Bollard Fixtures (BF)- |  |  |  | -Bollard Fixtures (BF)- | [9 empty] | DLC Ext. Fixtures
| 10007 | DLC Ext. Fixtures | BF ≤4,999 Lumens | LED Bollard Fixtures ≤4,999 lumens | BF ≤4,999 Lumens | CEF2-CI-LIG-LIGFXT-ER | L-27 | L-E-1196 | LED Bollard Fixtures ≤4,999 lumens | Prescriptive | Lighting | Exterior | Fixture | 50 | Per Fixture | 7 | 7 | LED Bollard Fixtures ≤4,999 lumens | DLC Ext. Fixtures | Hal_HID_T8T12_T5 |  | 1 | 9999 | 1 | 9999 |  |  | 7 |  | 0.9 | 0.9 | 0.9 | 1.18 | 0.935 | 1.217 | 0.98
| 10008 | DLC Ext. Fixtures | BF 5,000-9,999 Lumens | LED Bollard Fixtures 5,000-9,999 lumens | BF 5,000-9,999 Lumens | CEF2-CI-LIG-LIGFXT-ER | L-28 | L-E-1197 | LED Bollard Fixtures 5,000-9,999 lumens | Prescriptive | Lighting | Exterior | Fixture | 150 | Per Fixture | 7 | 8 | LED Bollard Fixtures 5,000-9,999 lumens | DLC Ext. Fixtures | Hal_HID_T8T12_T5 |  | 1 | 9999 | 1 | 9999 |  |  | 7 |  | 0.9 | 0.9 | 0.9 | 1.18 | 0.935 | 1.217 | 0.98
| 10009 | DLC Ext. Fixtures | BF 10,000-19,999 Lumens | LED Bollard Fixtures 10,000-19,999 lumens | BF 10,000-19,999 Lumens | CEF2-CI-LIG-LIGFXT-ER | L-29 | L-E-1198 | LED Bollard Fixtures 10,000-19,999 lumens | Prescriptive | Lighting | Exterior | Fixture | 300 | Per Fixture | 7 | 9 | LED Bollard Fixtures 10,000-19,999 lumens | DLC Ext. Fixtures | Hal_HID_T8T12_T5 |  | 1 | 9999 | 1 | 9999 |  |  | 7 |  | 0.9 | 0.9 | 0.9 | 1.18 | 0.935 | 1.217 | 0.98
| 10010 | DLC Ext. Fixtures | BF 20,000-29,999 Lumens | LED Bollard Fixtures 20,000-29,999 lumens | BF 20,000-29,999 Lumens | CEF2-CI-LIG-LIGFXT-ER | L-30 | L-E-1199 | LED Bollard Fixtures 20,000-29,999 lumens | Prescriptive | Lighting | Exterior | Fixture | 350 | Per Fixture | 7 | 10 | LED Bollard Fixtures 20,000-29,999 lumens | DLC Ext. Fixtures | Hal_HID_T8T12_T5 |  | 1 | 9999 | 1 | 9999 |  |  | 7 |  | 0.9 | 0.9 | 0.9 | 1.18 | 0.935 | 1.217 | 0.98
| 10011 | DLC Ext. Fixtures | BF 30,000-39,999 Lumens | LED Bollard Fixtures 30,000-39,999 lumens | BF 30,000-39,999 Lumens | CEF2-CI-LIG-LIGFXT-ER | L-31 | L-E-1200 | LED Bollard Fixtures 30,000-39,999 lumens | Prescriptive | Lighting | Exterior | Fixture | 450 | Per Fixture | 7 | 11 | LED Bollard Fixtures 30,000-39,999 lumens | DLC Ext. Fixtures | Hal_HID_T8T12_T5 |  | 1 | 9999 | 1 | 9999 |  |  | 7 |  | 0.9 | 0.9 | 0.9 | 1.18 | 0.935 | 1.217 | 0.98
| 10012 | DLC Ext. Fixtures | BF ≥40,000 Lumens | LED Bollard Fixtures ≥40,000 lumens | BF ≥40,000 Lumens | CEF2-CI-LIG-LIGFXT-ER | L-32 | L-E-1201 | LED Bollard Fixtures ≥40,000 lumens | Prescriptive | Lighting | Exterior | Fixture | 400 | Per Fixture | 7 | 12 | LED Bollard Fixtures ≥ 40,000 lumens | DLC Ext. Fixtures | Hal_HID_T8T12_T5 |  | 1 | 9999 | 1 | 9999 |  |  | 7 |  | 0.9 | 0.9 | 0.9 | 1.18 | 0.935 | 1.217 | 0.98
|  | DLC Ext. Fixtures | -HID Replacement Lamps- | -HID Replacement Lamps- | -HID Replacement Lamps- |  |  |  | -HID Replacement Lamps- | [9 empty] | DLC Ext. Fixtures
| 10070 | DLC Ext. Fixtures | HID Replacement Lamp ≤125W | HID Replacement Lamp ≤125W | HID Replacement Lamp ≤125W | CEF2-CI-LIG-LIGFXT-ER | L-146 | L-E-1061 | HID Replacement Lamp ≤125W | Prescriptive | Lighting | Exterior | Fixture | 50 | Per Fixture | 7 | 79 | HID Replacement Lamp ≤125W | DLC Ext. Fixtures | HID |  | 1 | 9999 | 1 | 9999 |  |  | 7 |  | 0.9 | 0.9 | 0.9 | 1.18 | 0.935 | 1.217 | 0.98
| 10071 | DLC Ext. Fixtures | HID Replacement Lamp >125W and ≤250W | HID Replacement Lamp >125W and ≤250W | HID Replacement Lamp >125W and ≤250W | CEF2-CI-LIG-LIGFXT-ER | L-147 | L-E-1062 | HID Replacement Lamp >125W and ≤250W | Prescriptive | Lighting | Exterior | Fixture | 75 | Per Fixture | 7 | 80 | HID Replacement Lamp >125W - ≤250W | DLC Ext. Fixtures | HID |  | 1 | 9999 | 1 | 9999 |  |  | 7 |  | 0.9 | 0.9 | 0.9 | 1.18 | 0.935 | 1.217 | 0.98
| 10072 | DLC Ext. Fixtures | HID Replacement Lamp >250W | HID Replacement Lamp >250W | HID Replacement Lamp >250W | CEF2-CI-LIG-LIGFXT-ER | L-148 | L-E-1060 | HID Replacement Lamp >250W | Prescriptive | Lighting | Exterior | Fixture | 100 | Per Fixture | 7 | 81 | HID Replacement Lamp >250W | DLC Ext. Fixtures | HID |  | 1 | 9999 | 1 | 9999 |  |  | 7 |  | 0.9 | 0.9 | 0.9 | 1.18 | 0.935 | 1.217 | 0.98
|  | DLC Ext. Fixtures | -Fuel Pump Canopy (FPC)- | -Fuel Pump Canopy (FPC)- | -Fuel Pump Canopy (FPC)- |  |  |  | -Fuel Pump Canopy (FPC)- | [9 empty] | DLC Ext. Fixtures
| 10013 | DLC Ext. Fixtures | FPC ≤4,999 Lumens | LED Fuel Pump Canopy ≤4,999 lumens | FPC ≤4,999 Lumens | CEF2-CI-LIG-LIGFXT-ER | L-33 | L-E-1202 | LED Fuel Pump Canopy ≤4,999 lumens | Prescriptive | Lighting | Exterior | Fixture | 50 | Per Fixture | 7 | 13 | LED Fuel Pump Canopy ≤4,999 lumens | DLC Ext. Fixtures | Hal_HID_T8T12_T5 |  | 1 | 9999 | 1 | 9999 |  |  | 7 |  | 0.9 | 0.9 | 0.9 | 1.18 | 0.935 | 1.217 | 0.98
| 10014 | DLC Ext. Fixtures | FPC 5,000-9,999 Lumens | LED Fuel Pump Canopy 5,000-9,999 lumens | FPC 5,000-9,999 Lumens | CEF2-CI-LIG-LIGFXT-ER | L-34 | L-E-1203 | LED Fuel Pump Canopy 5,000-9,999 lumens | Prescriptive | Lighting | Exterior | Fixture | 150 | Per Fixture | 7 | 14 | LED Fuel Pump Canopy 5,000-9,999 lumens | DLC Ext. Fixtures | Hal_HID_T8T12_T5 |  | 1 | 9999 | 1 | 9999 |  |  | 7 |  | 0.9 | 0.9 | 0.9 | 1.18 | 0.935 | 1.217 | 0.98
| 10015 | DLC Ext. Fixtures | FPC 10,000-19,999 Lumens | LED Fuel Pump Canopy 10,000-19,999 lumens | FPC 10,000-19,999 Lumens | CEF2-CI-LIG-LIGFXT-ER | L-35 | L-E-1204 | LED Fuel Pump Canopy 10,000-19,999 lumens | Prescriptive | Lighting | Exterior | Fixture | 300 | Per Fixture | 7 | 15 | LED Fuel Pump Canopy 10,000-19,999 lumens | DLC Ext. Fixtures | Hal_HID_T8T12_T5 |  | 1 | 9999 | 1 | 9999 |  |  | 7 |  | 0.9 | 0.9 | 0.9 | 1.18 | 0.935 | 1.217 | 0.98
| 10016 | DLC Ext. Fixtures | FPC 20,000-29,999 Lumens | LED Fuel Pump Canopy 20,000-29,999 lumens | FPC 20,000-29,999 Lumens | CEF2-CI-LIG-LIGFXT-ER | L-36 | L-E-1205 | LED Fuel Pump Canopy 20,000-29,999 lumens | Prescriptive | Lighting | Exterior | Fixture | 350 | Per Fixture | 7 | 16 | LED Fuel Pump Canopy 20,000-29,999 lumens | DLC Ext. Fixtures | Hal_HID_T8T12_T5 |  | 1 | 9999 | 1 | 9999 |  |  | 7 |  | 0.9 | 0.9 | 0.9 | 1.18 | 0.935 | 1.217 | 0.98
| 10017 | DLC Ext. Fixtures | FPC 30,000-39,999 Lumens | LED Fuel Pump Canopy 30,000-39,999 lumens | FPC 30,000-39,999 Lumens | CEF2-CI-LIG-LIGFXT-ER | L-37 | L-E-1206 | LED Fuel Pump Canopy 30,000-39,999 lumens | Prescriptive | Lighting | Exterior | Fixture | 450 | Per Fixture | 7 | 17 | LED Fuel Pump Canopy 30,000-39,999 lumens | DLC Ext. Fixtures | Hal_HID_T8T12_T5 |  | 1 | 9999 | 1 | 9999 |  |  | 7 |  | 0.9 | 0.9 | 0.9 | 1.18 | 0.935 | 1.217 | 0.98
| 10018 | DLC Ext. Fixtures | FPC ≥40,000 Lumens | LED Fuel Pump Canopy ≥40,000 lumens | FPC ≥40,000 Lumens | CEF2-CI-LIG-LIGFXT-ER | L-38 | L-E-1207 | LED Fuel Pump Canopy ≥40,000 lumens | Prescriptive | Lighting | Exterior | Fixture | 400 | Per Fixture | 7 | 18 | LED Fuel Pump Canopy ≥ 40,000 lumens | DLC Ext. Fixtures | Hal_HID_T8T12_T5 |  | 1 | 9999 | 1 | 9999 |  |  | 7 |  | 0.9 | 0.9 | 0.9 | 1.18 | 0.935 | 1.217 | 0.98
|  | DLC Ext. Fixtures | -Landscape/Accent Flood and Spot (LAFS)- | -Landscape/Accent Flood and Spot (LAFS)- | -Landscape/Accent Flood and Spot (LAFS)- |  |  |  | -Landscape/Accent Flood and Spot (LAFS)- | [9 empty] | DLC Ext. Fixtures
| 10019 | DLC Ext. Fixtures | LAFS ≤4,999 Lumens | LED Landscape/Accent Flood and Spot Luminaires ≤4,999 lumens | LAFS ≤4,999 Lumens | CEF2-CI-LIG-LIGFXT-ER | L-39 | L-E-1208 | LED Landscape/Accent Flood and Spot Luminaires ≤4,999 lumens | Prescriptive | Lighting | Exterior | Fixture | 50 | Per Fixture | 7 | 19 | LED Landscape/Accent Flood and Spot Luminaires ≤4,999 lumens | DLC Ext. Fixtures | Hal_HID_T8T12_T5 |  | 1 | 9999 | 1 | 9999 |  |  | 7 |  | 0.9 | 0.9 | 0.9 | 1.18 | 0.935 | 1.217 | 0.98
| 10020 | DLC Ext. Fixtures | LAFS 5,000-9,999 Lumens | LED Landscape/Accent Flood and Spot Luminaires 5,000-9,999 lumens | LAFS 5,000-9,999 Lumens | CEF2-CI-LIG-LIGFXT-ER | L-40 | L-E-1209 | LED Landscape/Accent Flood and Spot Luminaires 5,000-9,999 lumens | Prescriptive | Lighting | Exterior | Fixture | 150 | Per Fixture | 7 | 20 | LED Landscape/Accent Flood and Spot Luminaires 5,000-9,999 lumens | DLC Ext. Fixtures | Hal_HID_T8T12_T5 |  | 1 | 9999 | 1 | 9999 |  |  | 7 |  | 0.9 | 0.9 | 0.9 | 1.18 | 0.935 | 1.217 | 0.98
| 10021 | DLC Ext. Fixtures | LAFS 10,000-19,999 Lumens | LED Landscape/Accent Flood and Spot Luminaires 10,000-19,999 lumens | LAFS 10,000-19,999 Lumens | CEF2-CI-LIG-LIGFXT-ER | L-41 | L-E-1210 | LED Landscape/Accent Flood and Spot Luminaires 10,000-19,999 lumens | Prescriptive | Lighting | Exterior | Fixture | 300 | Per Fixture | 7 | 21 | LED Landscape/Accent Flood and Spot Luminaires 10,000-19,999 lumens | DLC Ext. Fixtures | Hal_HID_T8T12_T5 |  | 1 | 9999 | 1 | 9999 |  |  | 7 |  | 0.9 | 0.9 | 0.9 | 1.18 | 0.935 | 1.217 | 0.98
| 10022 | DLC Ext. Fixtures | LAFS 20,000-29,999 Lumens | LED Landscape/Accent Flood and Spot Luminaires 20,000-29,999 lumens | LAFS 20,000-29,999 Lumens | CEF2-CI-LIG-LIGFXT-ER | L-42 | L-E-1211 | LED Landscape/Accent Flood and Spot Luminaires 20,000-29,999 lumens | Prescriptive | Lighting | Exterior | Fixture | 350 | Per Fixture | 7 | 22 | LED Landscape/Accent Flood and Spot Luminaires 20,000-29,999 lumens | DLC Ext. Fixtures | Hal_HID_T8T12_T5 |  | 1 | 9999 | 1 | 9999 |  |  | 7 |  | 0.9 | 0.9 | 0.9 | 1.18 | 0.935 | 1.217 | 0.98
| 10023 | DLC Ext. Fixtures | LAFS 30,000-39,999 Lumens | LED Landscape/Accent Flood and Spot Luminaires 30,000-39,999 lumens | LAFS 30,000-39,999 Lumens | CEF2-CI-LIG-LIGFXT-ER | L-43 | L-E-1212 | LED Landscape/Accent Flood and Spot Luminaires 30,000-39,999 lumens | Prescriptive | Lighting | Exterior | Fixture | 450 | Per Fixture | 7 | 23 | LED Landscape/Accent Flood and Spot Luminaires 30,000-39,999 lumens | DLC Ext. Fixtures | Hal_HID_T8T12_T5 |  | 1 | 9999 | 1 | 9999 |  |  | 7 |  | 0.9 | 0.9 | 0.9 | 1.18 | 0.935 | 1.217 | 0.98
| 10024 | DLC Ext. Fixtures | LAFS ≥40,000 Lumens | LED Landscape/Accent Flood and Spot Luminaires ≥40,000 lumens | LAFS ≥40,000 Lumens | CEF2-CI-LIG-LIGFXT-ER | L-44 | L-E-1213 | LED Landscape/Accent Flood and Spot Luminaires ≥40,000 lumens | Prescriptive | Lighting | Exterior | Fixture | 400 | Per Fixture | 7 | 24 | LED Landscape/Accent Flood and Spot Luminaires ≥ 40,000 lumens | DLC Ext. Fixtures | Hal_HID_T8T12_T5 |  | 1 | 9999 | 1 | 9999 |  |  | 7 |  | 0.9 | 0.9 | 0.9 | 1.18 | 0.935 | 1.217 | 0.98
|  | DLC Ext. Fixtures | -Outdoor Pole/Arm-Mount Area/Road Lum (OPAL)- | -Outdoor Pole/Arm-Mount Area/Road Lum (OPAL)- | -Outdoor Pole/Arm-Mount Area/Road Lum (OPAL)- |  |  |  | -Outdoor Pole/Arm-Mount Area/Road Lum (OPAL)- | [9 empty] | DLC Ext. Fixtures
| 10025 | DLC Ext. Fixtures | OPAL ≤4,999 Lumens | LED Outdoor Pole/Arm- Mounted Area and Roadway Luminaires ≤4,999 lumens | OPAL ≤4,999 Lumens | CEF2-CI-LIG-LIGFXT-ER | L-51 | L-E-1214 | LED Outdoor Pole/Arm- Mounted Area and Roadway Luminaires ≤4,999 lumens | Prescriptive | Lighting | Exterior | Fixture | 50 | Per Fixture | 7 | 25 | LED Outdoor Pole/Arm- Mounted Area and Roadway Luminaires ≤4,999 lumens | DLC Ext. Fixtures | Hal_HID_T8T12_T5 |  | 1 | 9999 | 1 | 9999 |  |  | 7 |  | 0.9 | 0.9 | 0.9 | 1.18 | 0.935 | 1.217 | 0.98
| 10026 | DLC Ext. Fixtures | OPAL 5,000-9,999 Lumens | LED Outdoor Pole/Arm- Mounted Area and Roadway Luminaires 5,000-9,999 lumens | OPAL 5,000-9,999 Lumens | CEF2-CI-LIG-LIGFXT-ER | L-52 | L-E-1215 | LED Outdoor Pole/Arm- Mounted Area and Roadway Luminaires 5,000-9,999 lumens | Prescriptive | Lighting | Exterior | Fixture | 150 | Per Fixture | 7 | 26 | LED Outdoor Pole/Arm- Mounted Area and Roadway Luminaires 5,000-9,999 lumens | DLC Ext. Fixtures | Hal_HID_T8T12_T5 |  | 1 | 9999 | 1 | 9999 |  |  | 7 |  | 0.9 | 0.9 | 0.9 | 1.18 | 0.935 | 1.217 | 0.98
| 10027 | DLC Ext. Fixtures | OPAL 10,000-19,999 Lumens | LED Outdoor Pole/Arm- Mounted Area and Roadway Luminaires 10,000-19,999 lumens | OPAL 10,000-19,999 Lumens | CEF2-CI-LIG-LIGFXT-ER | L-53 | L-E-1216 | LED Outdoor Pole/Arm- Mounted Area and Roadway Luminaires 10,000-19,999 lumens | Prescriptive | Lighting | Exterior | Fixture | 300 | Per Fixture | 7 | 27 | LED Outdoor Pole/Arm- Mounted Area and Roadway Luminaires 10,000-19,999 lumens | DLC Ext. Fixtures | Hal_HID_T8T12_T5 |  | 1 | 9999 | 1 | 9999 |  |  | 7 |  | 0.9 | 0.9 | 0.9 | 1.18 | 0.935 | 1.217 | 0.98
| 10028 | DLC Ext. Fixtures | OPAL 20,000-29,999 Lumens | LED Outdoor Pole/Arm- Mounted Area and Roadway Luminaires 20,000-29,999 lumens | OPAL 20,000-29,999 Lumens | CEF2-CI-LIG-LIGFXT-ER | L-54 | L-E-1217 | LED Outdoor Pole/Arm- Mounted Area and Roadway Luminaires 20,000-29,999 lumens | Prescriptive | Lighting | Exterior | Fixture | 350 | Per Fixture | 7 | 28 | LED Outdoor Pole/Arm- Mounted Area and Roadway Luminaires 20,000-29,999 lumens | DLC Ext. Fixtures | Hal_HID_T8T12_T5 |  | 1 | 9999 | 1 | 9999 |  |  | 7 |  | 0.9 | 0.9 | 0.9 | 1.18 | 0.935 | 1.217 | 0.98
| 10029 | DLC Ext. Fixtures | OPAL 30,000-39,999 Lumens | LED Outdoor Pole/Arm- Mounted Area and Roadway Luminaires 30,000-39,999 lumens | OPAL 30,000-39,999 Lumens | CEF2-CI-LIG-LIGFXT-ER | L-55 | L-E-1218 | LED Outdoor Pole/Arm- Mounted Area and Roadway Luminaires 30,000-39,999 lumens | Prescriptive | Lighting | Exterior | Fixture | 450 | Per Fixture | 7 | 29 | LED Outdoor Pole/Arm- Mounted Area and Roadway Luminaires 30,000-39,999 lumens | DLC Ext. Fixtures | Hal_HID_T8T12_T5 |  | 1 | 9999 | 1 | 9999 |  |  | 7 |  | 0.9 | 0.9 | 0.9 | 1.18 | 0.935 | 1.217 | 0.98
| 10030 | DLC Ext. Fixtures | OPAL ≥ 40,000 Lumens | LED Outdoor Pole/Arm- Mounted Area and Roadway Luminaires ≥ 40,000 lumens | OPAL ≥ 40,000 Lumens | CEF2-CI-LIG-LIGFXT-ER | L-56 | L-E-1219 | LED Outdoor Pole/Arm- Mounted Area and Roadway Luminaires ≥ 40,000 lumens | Prescriptive | Lighting | Exterior | Fixture | 400 | Per Fixture | 7 | 30 | LED Outdoor Pole/Arm- Mounted Area and Roadway Luminaires ≥ 40,000 lumens | DLC Ext. Fixtures | Hal_HID_T8T12_T5 |  | 1 | 9999 | 1 | 9999 |  |  | 7 |  | 0.9 | 0.9 | 0.9 | 1.18 | 0.935 | 1.217 | 0.98
|  | DLC Ext. Fixtures | -Outdoor Pole/Arm-Mount Area/Road Retrofit (OPAR)- | -Outdoor Pole/Arm-Mount Area/Road Retrofit (OPAR)- | -Outdoor Pole/Arm-Mount Area/Road Retrofit (OPAR)- |  |  |  | -Outdoor Pole/Arm-Mount Area/Road Retrofit (OPAR)- | [9 empty] | DLC Ext. Fixtures
| 10209 | DLC Ext. Fixtures | OPAR ≤4,999 Lumens | LED Outdoor Pole/Arm- Mounted Area and Roadway Retrofit ≤4,999 lumens | OPAR ≤4,999 Lumens | CEF2-CI-LIG-LIGFXT-ER | L-51 |  | LED Outdoor Pole/Arm- Mounted Area and Roadway Retrofit ≤4,999 lumens | Prescriptive | Lighting | Exterior | Fixture | 50 | Per Fixture | 7 | 31 | LED Outdoor Pole/Arm- Mounted Area and Roadway Retrofit ≤4,999 lumens | DLC Ext. Fixtures | Hal_HID_T8T12_T5 |  | 1 | 9999 | 1 | 9999 |  |  | 7 |  | 0.9 | 0.9 | 0.9 | 1.18 | 0.935 | 1.217 | 0.98
| 10210 | DLC Ext. Fixtures | OPAR 5,000-9,999 Lumens | LED Outdoor Pole/Arm- Mounted Area and Roadway Retrofit 5,000-9,999 lumens | OPAR 5,000-9,999 Lumens | CEF2-CI-LIG-LIGFXT-ER | L-52 |  | LED Outdoor Pole/Arm- Mounted Area and Roadway Retrofit 5,000-9,999 lumens | Prescriptive | Lighting | Exterior | Fixture | 150 | Per Fixture | 7 | 32 | LED Outdoor Pole/Arm- Mounted Area and Roadway Retrofit 5,000-9,999 lumens | DLC Ext. Fixtures | Hal_HID_T8T12_T5 |  | 1 | 9999 | 1 | 9999 |  |  | 7 |  | 0.9 | 0.9 | 0.9 | 1.18 | 0.935 | 1.217 | 0.98
| 10211 | DLC Ext. Fixtures | OPAR 10,000-19,999 Lumens | LED Outdoor Pole/Arm- Mounted Area and Roadway Retrofit 10,000-19,999 lumens | OPAR 10,000-19,999 Lumens | CEF2-CI-LIG-LIGFXT-ER | L-53 |  | LED Outdoor Pole/Arm- Mounted Area and Roadway Retrofit 10,000-19,999 lumens | Prescriptive | Lighting | Exterior | Fixture | 300 | Per Fixture | 7 | 33 | LED Outdoor Pole/Arm- Mounted Area and Roadway Retrofit 10,000-19,999 lumens | DLC Ext. Fixtures | Hal_HID_T8T12_T5 |  | 1 | 9999 | 1 | 9999 |  |  | 7 |  | 0.9 | 0.9 | 0.9 | 1.18 | 0.935 | 1.217 | 0.98
| 10212 | DLC Ext. Fixtures | OPAR 20,000-29,999 Lumens | LED Outdoor Pole/Arm- Mounted Area and Roadway Retrofit 20,000-29,999 lumens | OPAR 20,000-29,999 Lumens | CEF2-CI-LIG-LIGFXT-ER | L-54 |  | LED Outdoor Pole/Arm- Mounted Area and Roadway Retrofit 20,000-29,999 lumens | Prescriptive | Lighting | Exterior | Fixture | 350 | Per Fixture | 7 | 34 | LED Outdoor Pole/Arm- Mounted Area and Roadway Retrofit 20,000-29,999 lumens | DLC Ext. Fixtures | Hal_HID_T8T12_T5 |  | 1 | 9999 | 1 | 9999 |  |  | 7 |  | 0.9 | 0.9 | 0.9 | 1.18 | 0.935 | 1.217 | 0.98
| 10213 | DLC Ext. Fixtures | OPAR 30,000-39,999 Lumens | LED Outdoor Pole/Arm- Mounted Area and Roadway Retrofit 30,000-39,999 lumens | OPAR 30,000-39,999 Lumens | CEF2-CI-LIG-LIGFXT-ER | L-55 |  | LED Outdoor Pole/Arm- Mounted Area and Roadway Retrofit 30,000-39,999 lumens | Prescriptive | Lighting | Exterior | Fixture | 450 | Per Fixture | 7 | 35 | LED Outdoor Pole/Arm- Mounted Area and Roadway Retrofit 30,000-39,999 lumens | DLC Ext. Fixtures | Hal_HID_T8T12_T5 |  | 1 | 9999 | 1 | 9999 |  |  | 7 |  | 0.9 | 0.9 | 0.9 | 1.18 | 0.935 | 1.217 | 0.98
| 10214 | DLC Ext. Fixtures | OPAR ≥ 40,000 Lumens | LED Outdoor Pole/Arm- Mounted Area and Roadway Retrofit ≥ 40,000 lumens | OPAR ≥ 40,000 Lumens | CEF2-CI-LIG-LIGFXT-ER | L-56 |  | LED Outdoor Pole/Arm- Mounted Area and Roadway Retrofit ≥ 40,000 lumens | Prescriptive | Lighting | Exterior | Fixture | 400 | Per Fixture | 7 | 36 | LED Outdoor Pole/Arm- Mounted Area and Roadway Retrofit ≥ 40,000 lumens | DLC Ext. Fixtures | Hal_HID_T8T12_T5 |  | 1 | 9999 | 1 | 9999 |  |  | 7 |  | 0.9 | 0.9 | 0.9 | 1.18 | 0.935 | 1.217 | 0.98
|  | DLC Ext. Fixtures | -Outdoor Pole/Arm-Mount Decorative Lum (OPD)- | -Outdoor Pole/Arm-Mount Decorative Lum (OPD)- | -Outdoor Pole/Arm-Mount Decorative Lum (OPD)- |  |  |  | -Outdoor Pole/Arm-Mount Decorative Lum (OPD)- | [9 empty] | DLC Ext. Fixtures
| 10215 | DLC Ext. Fixtures | OPD ≤4,999 Lumens | LED Outdoor Pole/Arm- Mounted Decorative Luminaires ≤4,999 lumens | OPD ≤4,999 Lumens | CEF2-CI-LIG-LIGFXT-ER | L-51 |  | LED Outdoor Pole/Arm- Mounted Decorative Luminaires ≤4,999 lumens | Prescriptive | Lighting | Exterior | Fixture | 50 | Per Fixture | 7 | 37 | LED Outdoor Pole/Arm- Mounted Decorative Luminaires ≤4,999 lumens | DLC Ext. Fixtures | Hal_HID_T8T12_T5 |  | 1 | 9999 | 1 | 9999 |  |  | 7 |  | 0.9 | 0.9 | 0.9 | 1.18 | 0.935 | 1.217 | 0.98
| 10216 | DLC Ext. Fixtures | OPD 5,000-9,999 Lumens | LED Outdoor Pole/Arm- Mounted Decorative Luminaires 5,000-9,999 lumens | OPD 5,000-9,999 Lumens | CEF2-CI-LIG-LIGFXT-ER | L-52 |  | LED Outdoor Pole/Arm- Mounted Decorative Luminaires 5,000-9,999 lumens | Prescriptive | Lighting | Exterior | Fixture | 150 | Per Fixture | 7 | 38 | LED Outdoor Pole/Arm- Mounted Decorative Luminaires 5,000-9,999 lumens | DLC Ext. Fixtures | Hal_HID_T8T12_T5 |  | 1 | 9999 | 1 | 9999 |  |  | 7 |  | 0.9 | 0.9 | 0.9 | 1.18 | 0.935 | 1.217 | 0.98
| 10217 | DLC Ext. Fixtures | OPD 10,000-19,999 Lumens | LED Outdoor Pole/Arm- Mounted Decorative Luminaires 10,000-19,999 lumens | OPD 10,000-19,999 Lumens | CEF2-CI-LIG-LIGFXT-ER | L-53 |  | LED Outdoor Pole/Arm- Mounted Decorative Luminaires 10,000-19,999 lumens | Prescriptive | Lighting | Exterior | Fixture | 300 | Per Fixture | 7 | 39 | LED Outdoor Pole/Arm- Mounted Decorative Luminaires 10,000-19,999 lumens | DLC Ext. Fixtures | Hal_HID_T8T12_T5 |  | 1 | 9999 | 1 | 9999 |  |  | 7 |  | 0.9 | 0.9 | 0.9 | 1.18 | 0.935 | 1.217 | 0.98
| 10218 | DLC Ext. Fixtures | OPD 20,000-29,999 Lumens | LED Outdoor Pole/Arm- Mounted Decorative Luminaires 20,000-29,999 lumens | OPD 20,000-29,999 Lumens | CEF2-CI-LIG-LIGFXT-ER | L-54 |  | LED Outdoor Pole/Arm- Mounted Decorative Luminaires 20,000-29,999 lumens | Prescriptive | Lighting | Exterior | Fixture | 350 | Per Fixture | 7 | 40 | LED Outdoor Pole/Arm- Mounted Decorative Luminaires 20,000-29,999 lumens | DLC Ext. Fixtures | Hal_HID_T8T12_T5 |  | 1 | 9999 | 1 | 9999 |  |  | 7 |  | 0.9 | 0.9 | 0.9 | 1.18 | 0.935 | 1.217 | 0.98
| 10219 | DLC Ext. Fixtures | OPD 30,000-39,999 Lumens | LED Outdoor Pole/Arm- Mounted Decorative Luminaires 30,000-39,999 lumens | OPD 30,000-39,999 Lumens | CEF2-CI-LIG-LIGFXT-ER | L-55 |  | LED Outdoor Pole/Arm- Mounted Decorative Luminaires 30,000-39,999 lumens | Prescriptive | Lighting | Exterior | Fixture | 450 | Per Fixture | 7 | 41 | LED Outdoor Pole/Arm- Mounted Decorative Luminaires 30,000-39,999 lumens | DLC Ext. Fixtures | Hal_HID_T8T12_T5 |  | 1 | 9999 | 1 | 9999 |  |  | 7 |  | 0.9 | 0.9 | 0.9 | 1.18 | 0.935 | 1.217 | 0.98
| 10220 | DLC Ext. Fixtures | OPD ≥ 40,000 Lumens | LED Outdoor Pole/Arm- Mounted Decorative Luminaires ≥ 40,000 lumens | OPD ≥ 40,000 Lumens | CEF2-CI-LIG-LIGFXT-ER | L-56 |  | LED Outdoor Pole/Arm- Mounted Decorative Luminaires ≥ 40,000 lumens | Prescriptive | Lighting | Exterior | Fixture | 400 | Per Fixture | 7 | 42 | LED Outdoor Pole/Arm- Mounted Decorative Luminaires ≥ 40,000 lumens | DLC Ext. Fixtures | Hal_HID_T8T12_T5 |  | 1 | 9999 | 1 | 9999 |  |  | 7 |  | 0.9 | 0.9 | 0.9 | 1.18 | 0.935 | 1.217 | 0.98
|  | DLC Ext. Fixtures | -Outdoor Wall-Mounted Area (OWM)- | -Outdoor Wall-Mounted Area (OWM)- | -Outdoor Wall-Mounted Area (OWM)- |  |  |  | -Outdoor Wall-Mounted Area (OWM)- | [9 empty] | DLC Ext. Fixtures
| 10031 | DLC Ext. Fixtures | OWM ≤4,999 Lumens | LED Outdoor Wall-Mounted Area Luminaires ≤4,999 lumens | OWM ≤4,999 Lumens | CEF2-CI-LIG-LIGFXT-ER | L-63 | L-E-1220 | LED Outdoor Wall-Mounted Area Luminaires ≤4,999 lumens | Prescriptive | Lighting | Exterior | Fixture | 50 | Per Fixture | 7 | 43 | LED Outdoor Wall-Mounted Area Luminaires ≤4,999 lumens | DLC Ext. Fixtures | Hal_HID_T8T12_T5 |  | 1 | 9999 | 1 | 9999 |  |  | 7 |  | 0.9 | 0.9 | 0.9 | 1.18 | 0.935 | 1.217 | 0.98
| 10032 | DLC Ext. Fixtures | OWM 5,000-9,999 Lumens | LED Outdoor Wall-Mounted Area Luminaires 5,000-9,999 lumens | OWM 5,000-9,999 Lumens | CEF2-CI-LIG-LIGFXT-ER | L-64 | L-E-1221 | LED Outdoor Wall-Mounted Area Luminaires 5,000-9,999 lumens | Prescriptive | Lighting | Exterior | Fixture | 150 | Per Fixture | 7 | 44 | LED Outdoor Wall-Mounted Area Luminaires 5,000-9,999 lumens | DLC Ext. Fixtures | Hal_HID_T8T12_T5 |  | 1 | 9999 | 1 | 9999 |  |  | 7 |  | 0.9 | 0.9 | 0.9 | 1.18 | 0.935 | 1.217 | 0.98
| 10033 | DLC Ext. Fixtures | OWM 10,000-19,999 Lumens | LED Outdoor Wall-Mounted Area Luminaires 10,000-19,999 lumens | OWM 10,000-19,999 Lumens | CEF2-CI-LIG-LIGFXT-ER | L-65 | L-E-1222 | LED Outdoor Wall-Mounted Area Luminaires 10,000-19,999 lumens | Prescriptive | Lighting | Exterior | Fixture | 300 | Per Fixture | 7 | 45 | LED Outdoor Wall-Mounted Area Luminaires 10,000-19,999 lumens | DLC Ext. Fixtures | Hal_HID_T8T12_T5 |  | 1 | 9999 | 1 | 9999 |  |  | 7 |  | 0.9 | 0.9 | 0.9 | 1.18 | 0.935 | 1.217 | 0.98
| 10034 | DLC Ext. Fixtures | OWM 20,000-29,999 Lumens | LED Outdoor Wall-Mounted Area Luminaires 20,000-29,999 lumens | OWM 20,000-29,999 Lumens | CEF2-CI-LIG-LIGFXT-ER | L-66 | L-E-1223 | LED Outdoor Wall-Mounted Area Luminaires 20,000-29,999 lumens | Prescriptive | Lighting | Exterior | Fixture | 350 | Per Fixture | 7 | 46 | LED Outdoor Wall-Mounted Area Luminaires 20,000-29,999 lumens | DLC Ext. Fixtures | Hal_HID_T8T12_T5 |  | 1 | 9999 | 1 | 9999 |  |  | 7 |  | 0.9 | 0.9 | 0.9 | 1.18 | 0.935 | 1.217 | 0.98
| 10035 | DLC Ext. Fixtures | OWM 30,000-39,999 Lumens | LED Outdoor Wall-Mounted Area Luminaires 30,000-39,999 lumens | OWM 30,000-39,999 Lumens | CEF2-CI-LIG-LIGFXT-ER | L-67 | L-E-1224 | LED Outdoor Wall-Mounted Area Luminaires 30,000-39,999 lumens | Prescriptive | Lighting | Exterior | Fixture | 450 | Per Fixture | 7 | 47 | LED Outdoor Wall-Mounted Area Luminaires 30,000-39,999 lumens | DLC Ext. Fixtures | Hal_HID_T8T12_T5 |  | 1 | 9999 | 1 | 9999 |  |  | 7 |  | 0.9 | 0.9 | 0.9 | 1.18 | 0.935 | 1.217 | 0.98
| 10036 | DLC Ext. Fixtures | OWM ≥40,000 Lumens | LED Outdoor Wall-Mounted Area Luminaires ≥40,000 lumens | OWM ≥40,000 Lumens | CEF2-CI-LIG-LIGFXT-ER | L-68 | L-E-1225 | LED Outdoor Wall-Mounted Area Luminaires ≥40,000 lumens | Prescriptive | Lighting | Exterior | Fixture | 400 | Per Fixture | 7 | 48 | LED Outdoor Wall-Mounted Area Luminaires ≥ 40,000 lumens | DLC Ext. Fixtures | Hal_HID_T8T12_T5 |  | 1 | 9999 | 1 | 9999 |  |  | 7 |  | 0.9 | 0.9 | 0.9 | 1.18 | 0.935 | 1.217 | 0.98
|  | DLC Ext. Fixtures | -Parking Garage (PG)- | -Parking Garage (PG)- | -Parking Garage (PG)- |  |  |  | -Parking Garage (PG)- | [9 empty] | DLC Ext. Fixtures
| 10037 | DLC Ext. Fixtures | PG ≤4,999 Lumens | LED Parking Garage Luminaires ≤4,999 lumens | PG ≤4,999 Lumens | CEF2-CI-LIG-LIGFXT-ER | L-69 | L-E-1226 | LED Parking Garage Luminaires ≤4,999 lumens | Prescriptive | Lighting | Exterior | Fixture | 50 | Per Fixture | 7 | 49 | LED Parking Garage Luminaires ≤4,999 lumens | DLC Ext. Fixtures | Hal_HID_T8T12_T5 |  | 1 | 9999 | 1 | 9999 |  |  | 7 |  | 0.9 | 0.9 | 0.9 | 1.18 | 0.935 | 1.217 | 0.98
| 10038 | DLC Ext. Fixtures | PG 5,000-9,999 Lumens | LED Parking Garage Luminaires 5,000-9,999 lumens | PG 5,000-9,999 Lumens | CEF2-CI-LIG-LIGFXT-ER | L-70 | L-E-1227 | LED Parking Garage Luminaires 5,000-9,999 lumens | Prescriptive | Lighting | Exterior | Fixture | 150 | Per Fixture | 7 | 50 | LED Parking Garage Luminaires 5,000-9,999 lumens | DLC Ext. Fixtures | Hal_HID_T8T12_T5 |  | 1 | 9999 | 1 | 9999 |  |  | 7 |  | 0.9 | 0.9 | 0.9 | 1.18 | 0.935 | 1.217 | 0.98
| 10039 | DLC Ext. Fixtures | PG 10,000-19,999 Lumens | LED Parking Garage Luminaires 10,000-19,999 lumens | PG 10,000-19,999 Lumens | CEF2-CI-LIG-LIGFXT-ER | L-71 | L-E-1228 | LED Parking Garage Luminaires 10,000-19,999 lumens | Prescriptive | Lighting | Exterior | Fixture | 300 | Per Fixture | 7 | 51 | LED Parking Garage Luminaires 10,000-19,999 lumens | DLC Ext. Fixtures | Hal_HID_T8T12_T5 |  | 1 | 9999 | 1 | 9999 |  |  | 7 |  | 0.9 | 0.9 | 0.9 | 1.18 | 0.935 | 1.217 | 0.98
| 10040 | DLC Ext. Fixtures | PG 20,000-29,999 Lumens | LED Parking Garage Luminaires 20,000-29,999 lumens | PG 20,000-29,999 Lumens | CEF2-CI-LIG-LIGFXT-ER | L-72 | L-E-1229 | LED Parking Garage Luminaires 20,000-29,999 lumens | Prescriptive | Lighting | Exterior | Fixture | 350 | Per Fixture | 7 | 52 | LED Parking Garage Luminaires 20,000-29,999 lumens | DLC Ext. Fixtures | Hal_HID_T8T12_T5 |  | 1 | 9999 | 1 | 9999 |  |  | 7 |  | 0.9 | 0.9 | 0.9 | 1.18 | 0.935 | 1.217 | 0.98
| 10041 | DLC Ext. Fixtures | PG 30,000-39,999 Lumens | LED Parking Garage Luminaires 30,000-39,999 lumens | PG 30,000-39,999 Lumens | CEF2-CI-LIG-LIGFXT-ER | L-73 | L-E-1230 | LED Parking Garage Luminaires 30,000-39,999 lumens | Prescriptive | Lighting | Exterior | Fixture | 450 | Per Fixture | 7 | 53 | LED Parking Garage Luminaires 30,000-39,999 lumens | DLC Ext. Fixtures | Hal_HID_T8T12_T5 |  | 1 | 9999 | 1 | 9999 |  |  | 7 |  | 0.9 | 0.9 | 0.9 | 1.18 | 0.935 | 1.217 | 0.98
| 10042 | DLC Ext. Fixtures | PG ≥ 40,000 Lumens | LED Parking Garage Luminaires ≥ 40,000 lumens | PG ≥ 40,000 Lumens | CEF2-CI-LIG-LIGFXT-ER | L-74 | L-E-1231 | LED Parking Garage Luminaires ≥ 40,000 lumens | Prescriptive | Lighting | Exterior | Fixture | 400 | Per Fixture | 7 | 54 | LED Parking Garage Luminaires ≥ 40,000 lumens | DLC Ext. Fixtures | Hal_HID_T8T12_T5 |  | 1 | 9999 | 1 | 9999 |  |  | 7 |  | 0.9 | 0.9 | 0.9 | 1.18 | 0.935 | 1.217 | 0.98
|  | DLC Ext. Fixtures | -Street/Roadway and Area (SRA)- | -Street/Roadway and Area (SRA)- | -Street/Roadway and Area (SRA)- |  |  |  | -Street/Roadway and Area (SRA)- | [9 empty] | DLC Ext. Fixtures
| 10221 | DLC Ext. Fixtures | SRA ≤4,999 Lumens | LED Street/Roadway and Area Lighting ≤4,999 lumens | SRA ≤4,999 Lumens | CEF2-CI-LIG-LIGFXT-ER | L-69 |  | LED Street/Roadway and Area Lighting ≤4,999 lumens | Prescriptive | Lighting | Exterior | Fixture | 50 | Per Fixture | 7 | 55 | LED Street/Roadway and Area Lighting ≤4,999 lumens | DLC Ext. Fixtures | Hal_HID_T8T12_T5 |  | 1 | 9999 | 1 | 9999 |  |  | 7 |  | 0.9 | 0.9 | 0.9 | 1.18 | 0.935 | 1.217 | 0.98
| 10222 | DLC Ext. Fixtures | SRA 5,000-9,999 Lumens | LED Street/Roadway and Area Lighting 5,000-9,999 lumens | SRA 5,000-9,999 Lumens | CEF2-CI-LIG-LIGFXT-ER | L-70 |  | LED Street/Roadway and Area Lighting 5,000-9,999 lumens | Prescriptive | Lighting | Exterior | Fixture | 125 | Per Fixture | 7 | 56 | LED Street/Roadway and Area Lighting 5,000-9,999 lumens | DLC Ext. Fixtures | Hal_HID_T8T12_T5 |  | 1 | 9999 | 1 | 9999 |  |  | 7 |  | 0.9 | 0.9 | 0.9 | 1.18 | 0.935 | 1.217 | 0.98
| 10223 | DLC Ext. Fixtures | SRA 10,000-19,999 Lumens | LED Street/Roadway and Area Lighting 10,000-19,999 lumens | SRA 10,000-19,999 Lumens | CEF2-CI-LIG-LIGFXT-ER | L-71 |  | LED Street/Roadway and Area Lighting 10,000-19,999 lumens | Prescriptive | Lighting | Exterior | Fixture | 175 | Per Fixture | 7 | 57 | LED Street/Roadway and Area Lighting 10,000-19,999 lumens | DLC Ext. Fixtures | Hal_HID_T8T12_T5 |  | 1 | 9999 | 1 | 9999 |  |  | 7 |  | 0.9 | 0.9 | 0.9 | 1.18 | 0.935 | 1.217 | 0.98
| 10224 | DLC Ext. Fixtures | SRA 20,000-29,999 Lumens | LED Street/Roadway and Area Lighting 20,000-29,999 lumens | SRA 20,000-29,999 Lumens | CEF2-CI-LIG-LIGFXT-ER | L-72 |  | LED Street/Roadway and Area Lighting 20,000-29,999 lumens | Prescriptive | Lighting | Exterior | Fixture | 225 | Per Fixture | 7 | 58 | LED Street/Roadway and Area Lighting 20,000-29,999 lumens | DLC Ext. Fixtures | Hal_HID_T8T12_T5 |  | 1 | 9999 | 1 | 9999 |  |  | 7 |  | 0.9 | 0.9 | 0.9 | 1.18 | 0.935 | 1.217 | 0.98
| 10225 | DLC Ext. Fixtures | SRA 30,000-39,999 Lumens | LED Street/Roadway and Area Lighting 30,000-39,999 lumens | SRA 30,000-39,999 Lumens | CEF2-CI-LIG-LIGFXT-ER | L-73 |  | LED Street/Roadway and Area Lighting 30,000-39,999 lumens | Prescriptive | Lighting | Exterior | Fixture | 275 | Per Fixture | 7 | 59 | LED Street/Roadway and Area Lighting 30,000-39,999 lumens | DLC Ext. Fixtures | Hal_HID_T8T12_T5 |  | 1 | 9999 | 1 | 9999 |  |  | 7 |  | 0.9 | 0.9 | 0.9 | 1.18 | 0.935 | 1.217 | 0.98
| 10226 | DLC Ext. Fixtures | SRA ≥ 40,000 Lumens | LED Street/Roadway and Area Lighting ≥ 40,000 lumens | SRA ≥ 40,000 Lumens | CEF2-CI-LIG-LIGFXT-ER | L-74 |  | LED Street/Roadway and Area Lighting ≥ 40,000 lumens | Prescriptive | Lighting | Exterior | Fixture | 350 | Per Fixture | 7 | 60 | LED Street/Roadway and Area Lighting ≥ 40,000 lumens | DLC Ext. Fixtures | Hal_HID_T8T12_T5 |  | 1 | 9999 | 1 | 9999 |  |  | 7 |  | 0.9 | 0.9 | 0.9 | 1.18 | 0.935 | 1.217 | 0.98
|  | DLC Ext. Fixtures | -Misc Ext.- | -Misc Ext.- | -Misc Ext.- |  |  |  | -Misc Ext.- | [9 empty] | DLC Ext. Fixtures
| 10069 | DLC Ext. Fixtures | LED Stairwell and Passageway Luminaires | LED Stairwell and Passageway Luminaires | LED Stairwell and Passageway Luminaires | CEF2-CI-LIG-LIGFXT-ER | L-9 | L-E-1010 | LED Stairwell and Passageway Luminaires | Prescriptive | Lighting | Exterior | Fixture | 100 | Per Fixture | 5 | 69 | LED Stairwell and Passageway Luminaires | DLC Ext. Fixtures | Hal_HID_T8T12_T5 |  | 1 | 9999 | 1 | 9999 |  |  | 5 |  | 0.9 | 0.9 | 0.9 | 1.18 | 0.935 | 1.217 | 0.98
| 10237 | DLC Fixtures & Retrofit Kits | 1 x 4 LED Retrofit Kit | 1 x 4 LED Retrofit Kit | 1 x 4 LED Retrofit Kit | CEF2-CI-LIG-LIGFXT-ER | L-78 | L-E-1011 | 1 x 4 LED Retrofit Kit | Prescriptive | Lighting | Interior | Fixture | 50 | Per Fixture | 5 | 61 | 1 x 4 LED Retrofit Kit | DLC Fixtures & Retrofit Kits | Hal_HID_T8T12_T5 |  | 1 | 9999 | 1 | 9999 |  |  | 5 |  | 0.9 | 0.9 | 0.9 | 1.18 | 0.935 | 1.217 | 0.98
| 10043 | DLC Fixtures & Retrofit Kits | 1 x 4 LED Integrated Retrofit Kit | 1 x 4 LED integrated retrofit kit | 1 x 4 LED Integrated Retrofit Kit | CEF2-CI-LIG-LIGFXT-ER | L-78 | L-E-1011 | 1 x 4 LED integrated retrofit kit | Prescriptive | Lighting | Interior | Fixture | 50 | Per Fixture | 5 | 61 | 1 x 4 LED integrated retrofit kit | DLC Fixtures & Retrofit Kits | Hal_HID_T8T12_T5 |  | 1 | 9999 | 1 | 9999 |  |  | 5 |  | 0.9 | 0.9 | 0.9 | 1.18 | 0.935 | 1.217 | 0.98
| 10044 | DLC Fixtures & Retrofit Kits | 1 x 4 LED New Luminaire | 1 x 4 LED new luminaire rated | 1 x 4 LED New Luminaire | CEF2-CI-LIG-LIGFXT-ER | L-1 | L-E-1012 | 1 x 4 LED new luminaire rated | Prescriptive | Lighting | Interior | Fixture | 90 | Per Fixture | 5 | 62 | 1 x 4 LED new luminaire rated | DLC Fixtures & Retrofit Kits | Hal_HID_T8T12_T5 |  | 1 | 9999 | 1 | 9999 |  |  | 5 |  | 0.9 | 0.9 | 0.9 | 1.18 | 0.935 | 1.217 | 0.98
| 10238 | DLC Fixtures & Retrofit Kits | 2 x 2 LED Retrofit Kit | 2 x 2 LED Retrofit Kit | 2 x 2 LED Retrofit Kit | CEF2-CI-LIG-LIGFXT-ER | L-79 | L-E-1015 | 2 x 2 LED Retrofit Kit | Prescriptive | Lighting | Interior | Fixture | 50 | Per Fixture | 5 | 63 | 2 x 2 LED Retrofit Kit | DLC Fixtures & Retrofit Kits | Hal_HID_T8T12_T5 |  | 1 | 9999 | 1 | 9999 |  |  | 5 |  | 0.9 | 0.9 | 0.9 | 1.18 | 0.935 | 1.217 | 0.98
| 10045 | DLC Fixtures & Retrofit Kits | 2 x 2 LED Integrated Retrofit Kit | 2 x 2 LED integrated retrofit kit | 2 x 2 LED Integrated Retrofit Kit | CEF2-CI-LIG-LIGFXT-ER | L-79 | L-E-1015 | 2 x 2 LED integrated retrofit kit | Prescriptive | Lighting | Interior | Fixture | 50 | Per Fixture | 5 | 63 | 2 x 2 LED integrated retrofit kit | DLC Fixtures & Retrofit Kits | Hal_HID_T8T12_T5 |  | 1 | 9999 | 1 | 9999 |  |  | 5 |  | 0.9 | 0.9 | 0.9 | 1.18 | 0.935 | 1.217 | 0.98
| 10046 | DLC Fixtures & Retrofit Kits | 2 x 2 LED New Luminaire | 2 x 2 LED new luminaire | 2 x 2 LED New Luminaire | CEF2-CI-LIG-LIGFXT-ER | L-2 | L-E-1016 | 2 x 2 LED new luminaire | Prescriptive | Lighting | Interior | Fixture | 80 | Per Fixture | 5 | 64 | 2 x 2 LED new luminaire | DLC Fixtures & Retrofit Kits | Hal_HID_T8T12_T5 |  | 1 | 9999 | 1 | 9999 |  |  | 5 |  | 0.9 | 0.9 | 0.9 | 1.18 | 0.935 | 1.217 | 0.98
| 10239 | DLC Fixtures & Retrofit Kits | 2 x 4 LED Retrofit Kit | 2 x 4 LED Retrofit Kit | 2 x 4 LED Retrofit Kit | CEF2-CI-LIG-LIGFXT-ER | L-80 | L-E-1017 | 2 x 4 LED Retrofit Kit | Prescriptive | Lighting | Interior | Fixture | 50 | Per Fixture | 5 | 65 | 2 x 4 LED Retrofit Kit | DLC Fixtures & Retrofit Kits | Hal_HID_T8T12_T5 |  | 1 | 9999 | 1 | 9999 |  |  | 5 |  | 0.9 | 0.9 | 0.9 | 1.18 | 0.935 | 1.217 | 0.98
| 10047 | DLC Fixtures & Retrofit Kits | 2 x 4 LED Integrated Retrofit Kit | 2 x 4 LED integrated retrofit kit | 2 x 4 LED Integrated Retrofit Kit | CEF2-CI-LIG-LIGFXT-ER | L-80 | L-E-1017 | 2 x 4 LED integrated retrofit kit | Prescriptive | Lighting | Interior | Fixture | 50 | Per Fixture | 5 | 65 | 2 x 4 LED integrated retrofit kit | DLC Fixtures & Retrofit Kits | Hal_HID_T8T12_T5 |  | 1 | 9999 | 1 | 9999 |  |  | 5 |  | 0.9 | 0.9 | 0.9 | 1.18 | 0.935 | 1.217 | 0.98
| 10048 | DLC Fixtures & Retrofit Kits | 2 x 4 LED New Luminaire | 2 x 4 LED new luminaire | 2 x 4 LED New Luminaire | CEF2-CI-LIG-LIGFXT-ER | L-3 | L-E-1018 | 2 x 4 LED new luminaire | Prescriptive | Lighting | Interior | Fixture | 90 | Per Fixture | 5 | 66 | 2 x 4 LED new luminaire | DLC Fixtures & Retrofit Kits | Hal_HID_T8T12_T5 |  | 1 | 9999 | 1 | 9999 |  |  | 5 |  | 0.9 | 0.9 | 0.9 | 1.18 | 0.935 | 1.217 | 0.98
| 10049 | DLC Fixtures & Retrofit Kits | LED Direct Linear Ambient 2' Retrofit Kit | LED direct linear ambient 2 ft. retrofit kit | LED Direct Linear Ambient 2' Retrofit Kit | CEF2-CI-LIG-LIGFXT-ER | L-81 | L-E-1072 | LED direct linear ambient 2 ft. retrofit kit | Prescriptive | Lighting | Interior | Fixture | 50 | Per Fixture | 5 | 67 | LED direct linear ambient 2 ft. retrofit kit | DLC Fixtures & Retrofit Kits | Hal_HID_T8T12_T5 |  | 1 | 9999 | 1 | 9999 |  |  | 5 |  | 0.9 | 0.9 | 0.9 | 1.18 | 0.935 | 1.217 | 0.98
| 10050 | DLC Fixtures & Retrofit Kits | LED Direct Linear Ambient 4' Retrofit Kit | LED direct linear ambient 4 ft. retrofit kit | LED Direct Linear Ambient 4' Retrofit Kit | CEF2-CI-LIG-LIGFXT-ER | L-82 | L-E-1073 | LED direct linear ambient 4 ft. retrofit kit | Prescriptive | Lighting | Interior | Fixture | 50 | Per Fixture | 5 | 68 | LED direct linear ambient 4 ft. retrofit kit | DLC Fixtures & Retrofit Kits | Hal_HID_T8T12_T5 |  | 1 | 9999 | 1 | 9999 |  |  | 5 |  | 0.9 | 0.9 | 0.9 | 1.18 | 0.935 | 1.217 | 0.98
| 10051 | DLC Fixtures & Retrofit Kits | LED Direct Linear Ambient 8' Retrofit Kit | LED direct linear ambient 8 ft retrofit kit | LED Direct Linear Ambient 8' Retrofit Kit | CEF2-CI-LIG-LIGFXT-ER | L-83 | L-E-1074 | LED direct linear ambient 8 ft retrofit kit | Prescriptive | Lighting | Interior | Fixture | 50 | Per Fixture | 5 | 69 | LED direct linear ambient 8 ft retrofit kit | DLC Fixtures & Retrofit Kits | Hal_HID_T8T12_T5 |  | 1 | 9999 | 1 | 9999 |  |  | 5 |  | 0.9 | 0.9 | 0.9 | 1.18 | 0.935 | 1.217 | 0.98
| 10052 | DLC Fixtures & Retrofit Kits | Direct/Indirect Linear Ambient 2' Luminaire | LED direct/indirect linear ambient 2 ft. new luminaire | Direct/Indirect Linear Ambient 2' Luminaire | CEF2-CI-LIG-LIGFXT-ER | L-4 | L-E-1075 | LED direct/indirect linear ambient 2 ft. new luminaire | Prescriptive | Lighting | Interior | Fixture | 60 | Per Fixture | 5 | 70 | LED direct/indirect linear ambient 2 ft. new luminaire | DLC Fixtures & Retrofit Kits | Hal_HID_T8T12_T5 |  | 1 | 9999 | 1 | 9999 |  |  | 5 |  | 0.9 | 0.9 | 0.9 | 1.18 | 0.935 | 1.217 | 0.98
| 10053 | DLC Fixtures & Retrofit Kits | Direct/Indirect Linear Ambient 3' Luminaire | LED direct/indirect linear ambient 3 ft. new luminaire | Direct/Indirect Linear Ambient 3' Luminaire | CEF2-CI-LIG-LIGFXT-ER | L-5 | L-E-1076 | LED direct/indirect linear ambient 3 ft. new luminaire | Prescriptive | Lighting | Interior | Fixture | 60 | Per Fixture | 5 | 71 | LED direct/indirect linear ambient 3 ft. new luminaire | DLC Fixtures & Retrofit Kits | Hal_HID_T8T12_T5 |  | 1 | 9999 | 1 | 9999 |  |  | 5 |  | 0.9 | 0.9 | 0.9 | 1.18 | 0.935 | 1.217 | 0.98
| 10054 | DLC Fixtures & Retrofit Kits | Direct/Indirect Linear Ambient 4' Luminaire | LED direct/indirect linear ambient 4 ft. new luminaire | Direct/Indirect Linear Ambient 4' Luminaire | CEF2-CI-LIG-LIGFXT-ER | L-6 | L-E-1077 | LED direct/indirect linear ambient 4 ft. new luminaire | Prescriptive | Lighting | Interior | Fixture | 80 | Per Fixture | 5 | 72 | LED direct/indirect linear ambient 4 ft. new luminaire | DLC Fixtures & Retrofit Kits | Hal_HID_T8T12_T5 |  | 1 | 9999 | 1 | 9999 |  |  | 5 |  | 0.9 | 0.9 | 0.9 | 1.18 | 0.935 | 1.217 | 0.98
| 10055 | DLC Fixtures & Retrofit Kits | Direct/Indirect Linear Ambient 6' Luminaire | LED direct/indirect linear ambient 6 ft. new luminaire | Direct/Indirect Linear Ambient 6' Luminaire | CEF2-CI-LIG-LIGFXT-ER | L-7 | L-E-1078 | LED direct/indirect linear ambient 6 ft. new luminaire | Prescriptive | Lighting | Interior | Fixture | 100 | Per Fixture | 5 | 73 | LED direct/indirect linear ambient 6 ft. new luminaire | DLC Fixtures & Retrofit Kits | Hal_HID_T8T12_T5 |  | 1 | 9999 | 1 | 9999 |  |  | 5 |  | 0.9 | 0.9 | 0.9 | 1.18 | 0.935 | 1.217 | 0.98
| 10056 | DLC Fixtures & Retrofit Kits | Direct/Indirect Linear Ambient 8' Luminaire | LED direct/indirect linear ambient 8 ft. new luminaire | Direct/Indirect Linear Ambient 8' Luminaire | CEF2-CI-LIG-LIGFXT-ER | L-8 | L-E-1079 | LED direct/indirect linear ambient 8 ft. new luminaire | Prescriptive | Lighting | Interior | Fixture | 100 | Per Fixture | 5 | 74 | LED direct/indirect linear ambient 8 ft. new luminaire | DLC Fixtures & Retrofit Kits | Hal_HID_T8T12_T5 |  | 1 | 9999 | 1 | 9999 |  |  | 5 |  | 0.9 | 0.9 | 0.9 | 1.18 | 0.935 | 1.217 | 0.98
| 10057 | DLC Fixtures & Retrofit Kits | LED Track/Mono-Point Directional Fixture | LED Track or Mono-point Directional Lighting Fixtures | LED Track/Mono-Point Directional Fixture | CEF2-CI-LIG-LIGFXT-ER | L-11 | L-E-1080 | LED Track or Mono-point Directional Lighting Fixtures | Prescriptive | Lighting | Interior | Fixture | 60 | Per Fixture | 5 | 75 | LED Track or Mono-point Directional Lighting Fixtures | DLC Fixtures & Retrofit Kits | Hal_HID_T8T12_T5 |  | 1 | 9999 | 1 | 9999 |  |  | 5 |  | 0.9 | 0.9 | 0.9 | 1.18 | 0.935 | 1.217 | 0.98
| 10058 | DLC Fixtures & Retrofit Kits | LED Wall-Wash Luminaire | LED Wall-Wash Luminaires | LED Wall-Wash Luminaire | CEF2-CI-LIG-LIGFXT-ER | L-10 | L-E-1081 | LED Wall-Wash Luminaires | Prescriptive | Lighting | Interior | Fixture | 60 | Per Fixture | 5 | 76 | LED Wall-Wash Luminaires | DLC Fixtures & Retrofit Kits | Hal_HID_T8T12_T5 |  | 1 | 9999 | 1 | 9999 |  |  | 5 |  | 0.9 | 0.9 | 0.9 | 1.18 | 0.935 | 1.217 | 0.98
| 10059 | DLC Fixtures & Retrofit Kits | High Bay LED - 5,000-9,999 Lumens | High Bay LED - 5,000-9,999 Lumens | High Bay LED - 5,000-9,999 Lumens | CEF2-CI-LIG-LIGFXT-ER |  | L-E-1171 | High Bay LED - 5,000-9,999 Lumens | Prescriptive | Lighting | Interior | Fixture | 150 | Per Fixture | 7 | 166 | High Bay LED - 5,000-9,999 Lumens | DLC Fixtures & Retrofit Kits | Hal_HID_T8T12_T5 |  | 1 | 9999 | 1 | 9999 |  |  | 7 |  | 0.9 | 0.9 | 0.9 | 1.18 | 0.935 | 1.217 | 0.98
| 10060 | DLC Fixtures & Retrofit Kits | High Bay LED - 10,000-19,999 Lumens | High Bay LED - 10,000-19,999 Lumens | High Bay LED - 10,000-19,999 Lumens | CEF2-CI-LIG-LIGFXT-ER | L-17 | L-E-1172 | High Bay LED - 10,000-19,999 Lumens | Prescriptive | Lighting | Interior | Fixture | 200 | Per Fixture | 7 | 77 | High Bay LED - 10,000-19,999 Lumens | DLC Fixtures & Retrofit Kits | Hal_HID_T8T12_T5 |  | 1 | 9999 | 1 | 9999 |  |  | 7 |  | 0.9 | 0.9 | 0.9 | 1.18 | 0.935 | 1.217 | 0.98
| 10061 | DLC Fixtures & Retrofit Kits | High Bay LED - 20,000-29,999 Lumens | High Bay LED - 20,000-29,999 Lumens | High Bay LED - 20,000-29,999 Lumens | CEF2-CI-LIG-LIGFXT-ER | L-18 | L-E-1173 | High Bay LED - 20,000-29,999 Lumens | Prescriptive | Lighting | Interior | Fixture | 250 | Per Fixture | 7 | 78 | High Bay LED - 20,000-29,999 Lumens | DLC Fixtures & Retrofit Kits | Hal_HID_T8T12_T5 |  | 1 | 9999 | 1 | 9999 |  |  | 7 |  | 0.9 | 0.9 | 0.9 | 1.18 | 0.935 | 1.217 | 0.98
| 10062 | DLC Fixtures & Retrofit Kits | High Bay LED - 30,000-39,999 Lumens | High Bay LED - 30,000-39,999 Lumens | High Bay LED - 30,000-39,999 Lumens | CEF2-CI-LIG-LIGFXT-ER | L-19 | L-E-1174 | High Bay LED - 30,000-39,999 Lumens | Prescriptive | Lighting | Interior | Fixture | 350 | Per Fixture | 7 | 79 | High Bay LED - 30,000-39,999 Lumens | DLC Fixtures & Retrofit Kits | Hal_HID_T8T12_T5 |  | 1 | 9999 | 1 | 9999 |  |  | 7 |  | 0.9 | 0.9 | 0.9 | 1.18 | 0.935 | 1.217 | 0.98
| 10063 | DLC Fixtures & Retrofit Kits | High Bay LED - ≥40,000 Lumens | High Bay LED - ≥40,000 Lumens | High Bay LED - ≥40,000 Lumens | CEF2-CI-LIG-LIGFXT-ER | L-20 | L-E-1175 | High Bay LED - ≥40,000 Lumens | Prescriptive | Lighting | Interior | Fixture | 400 | Per Fixture | 7 | 80 | High Bay LED - ≥40,000 Lumens | DLC Fixtures & Retrofit Kits | Hal_HID_T8T12_T5 |  | 1 | 9999 | 1 | 9999 |  |  | 7 |  | 0.9 | 0.9 | 0.9 | 1.18 | 0.935 | 1.217 | 0.98
| 10064 | DLC Fixtures & Retrofit Kits | Low Bay LED - 5,000-9,999 Lumens | Low Bay LED - 5,000-9,999 Lumens | Low Bay LED - 5,000-9,999 Lumens | CEF2-CI-LIG-LIGFXT-ER | L-16 | L-E-1176 | Low Bay LED - 5,000-9,999 Lumens | Prescriptive | Lighting | Interior | Fixture | 150 | Per Fixture | 7 | 81 | Low Bay LED - 5,000-9,999 Lumens | DLC Fixtures & Retrofit Kits | Hal_HID_T8T12_T5 |  | 1 | 9999 | 1 | 9999 |  |  | 7 |  | 0.9 | 0.9 | 0.9 | 1.18 | 0.935 | 1.217 | 0.98
| 10065 | DLC Fixtures & Retrofit Kits | Low Bay LED - 10,000-19,999 Lumens | Low Bay LED - 10,000-19,999 Lumens | Low Bay LED - 10,000-19,999 Lumens | CEF2-CI-LIG-LIGFXT-ER |  | L-E-1177 | Low Bay LED - 10,000-19,999 Lumens | Prescriptive | Lighting | Interior | Fixture | 200 | Per Fixture | 7 | 162 | Low Bay LED - 10,000-19,999 Lumens | DLC Fixtures & Retrofit Kits | Hal_HID_T8T12_T5 |  | 1 | 9999 | 1 | 9999 |  |  | 7 |  | 0.9 | 0.9 | 0.9 | 1.18 | 0.935 | 1.217 | 0.98
| 10205 | DLC Fixtures & Retrofit Kits | Retrofit Kits for High-Bay Luminaires ≤125W | Retrofit Kits for High-Bay Luminaires ≤125W | Retrofit Kits for High-Bay Luminaires ≤125W | CEF2-CI-LIG-LIGFXT-ER | L-9 | L-E-1010 | Retrofit Kits for High-Bay Luminaires ≤125W | Prescriptive | Lighting | Interior | Fixture | 110 | Per Fixture | 7 | 82 | Retrofit Kits for High-Bay Luminaires ≤125W | DLC Fixtures & Retrofit Kits | Hal_HID_T8T12_T5 |  | 1 | 9999 | 1 | 9999 |  |  | 7 |  | 0.9 | 0.9 | 0.9 | 1.18 | 0.935 | 1.217 | 0.98
| 10206 | DLC Fixtures & Retrofit Kits | Retrofit Kits for High-Bay Luminaires >125W - ≤250W | Retrofit Kits for High-Bay Luminaires >125W - ≤250W | Retrofit Kits for High-Bay Luminaires >125W - ≤250W | CEF2-CI-LIG-LIGFXT-ER | L-146 | L-E-1061 | Retrofit Kits for High-Bay Luminaires >125W - ≤250W | Prescriptive | Lighting | Interior | Fixture | 110 | Per Fixture | 7 | 79 | Retrofit Kits for High-Bay Luminaires >125W - ≤250W | DLC Fixtures & Retrofit Kits | Hal_HID_T8T12_T5 |  | 1 | 9999 | 1 | 9999 |  |  | 7 |  | 0.9 | 0.9 | 0.9 | 1.18 | 0.935 | 1.217 | 0.98
| 10207 | DLC Fixtures & Retrofit Kits | Retrofit Kits for High-Bay Luminaires >250W | Retrofit Kits for High-Bay Luminaires >250W | Retrofit Kits for High-Bay Luminaires >250W | CEF2-CI-LIG-LIGFXT-ER | L-147 | L-E-1062 | Retrofit Kits for High-Bay Luminaires >250W | Prescriptive | Lighting | Interior | Fixture | 110 | Per Fixture | 7 | 80 | Retrofit Kits for High-Bay Luminaires >250W | DLC Fixtures & Retrofit Kits | Hal_HID_T8T12_T5 |  | 1 | 9999 | 1 | 9999 |  |  | 7 |  | 0.9 | 0.9 | 0.9 | 1.18 | 0.935 | 1.217 | 0.98
| 10208 | DLC Fixtures & Retrofit Kits | Retrofit Kits for Low-Bay Luminaires ≤125W | Retrofit Kits for Low-Bay Luminaires ≤125W | Retrofit Kits for Low-Bay Luminaires ≤125W | CEF2-CI-LIG-LIGFXT-ER | L-148 | L-E-1060 | Retrofit Kits for Low-Bay Luminaires ≤125W | Prescriptive | Lighting | Interior | Fixture | 110 | Per Fixture | 7 | 81 | Retrofit Kits for Low-Bay Luminaires ≤125W | DLC Fixtures & Retrofit Kits | Hal_HID_T8T12_T5 |  | 1 | 9999 | 1 | 9999 |  |  | 7 |  | 0.9 | 0.9 | 0.9 | 1.18 | 0.935 | 1.217 | 0.98
| 10069 | DLC Fixtures & Retrofit Kits | LED Stairwell and Passageway Luminaires | LED Stairwell and Passageway Luminaires | LED Stairwell and Passageway Luminaires | CEF2-CI-LIG-LIGFXT-ER | L-9 | L-E-1010 | LED Stairwell and Passageway Luminaires | Prescriptive | Lighting | Interior | Fixture | 100 | Per Fixture | 5 | 69 | LED Stairwell and Passageway Luminaires | DLC Fixtures & Retrofit Kits | Hal_HID_T8T12_T5 |  | 1 | 9999 | 1 | 9999 |  |  | 5 |  | 0.9 | 0.9 | 0.9 | 1.18 | 0.935 | 1.217 | 0.98
| 10070 | DLC HID Repl. Lamps | HID Replacement Lamp ≤125W | HID Replacement Lamp ≤125W | HID Replacement Lamp ≤125W | CEF2-CI-LIG-LIGFXT-ER | L-146 | L-E-1061 | HID Replacement Lamp ≤125W | Prescriptive | Lighting | Interior | Fixture | 50 | Per Fixture | 5 | 79 | HID Replacement Lamp ≤125W | DLC HID Repl. Lamps | HID |  | 1 | 9999 | 1 | 9999 |  |  | 5 |  | 0.9 | 0.9 | 0.9 | 1.18 | 0.935 | 1.217 | 0.98
| 10071 | DLC HID Repl. Lamps | HID Replacement Lamp >125W and ≤250W | HID Replacement Lamp >125W and ≤250W | HID Replacement Lamp >125W and ≤250W | CEF2-CI-LIG-LIGFXT-ER | L-147 | L-E-1062 | HID Replacement Lamp >125W and ≤250W | Prescriptive | Lighting | Interior | Fixture | 75 | Per Fixture | 5 | 80 | HID Replacement Lamp >125W - ≤250W | DLC HID Repl. Lamps | HID |  | 1 | 9999 | 1 | 9999 |  |  | 5 |  | 0.9 | 0.9 | 0.9 | 1.18 | 0.935 | 1.217 | 0.98
| 10072 | DLC HID Repl. Lamps | HID Replacement Lamp >250W | HID Replacement Lamp >250W | HID Replacement Lamp >250W | CEF2-CI-LIG-LIGFXT-ER | L-148 | L-E-1060 | HID Replacement Lamp >250W | Prescriptive | Lighting | Interior | Fixture | 100 | Per Fixture | 5 | 81 | HID Replacement Lamp >250W | DLC HID Repl. Lamps | HID |  | 1 | 9999 | 1 | 9999 |  |  | 5 |  | 0.9 | 0.9 | 0.9 | 1.18 | 0.935 | 1.217 | 0.98
| 10073 | DLC Linear Repl. Lamps | 2’ Replacement Lamp | 2’ Replacement Lamp | 2’ Replacement Lamp | CEF2-CI-LIG-LIGFXT-ER | L-169 | L-E-1014 | 2’ Replacement Lamp | Prescriptive | Lighting | Interior | Fixture | 9 | Per Fixture | 5 | 70 | 2’ Replacement Lamp | DLC Linear Repl. Lamps | T8T12_T5 | 2ft_Lamp | 1 | 9999 | 1 | 9999 |  |  | 5 |  | 0.9 | 0.9 | 0.9 | 1.18 | 0.935 | 1.217 | 0.98
| 10074 | DLC Linear Repl. Lamps | 3’ Replacement Lamp | 3’ Replacement Lamp | 3’ Replacement Lamp | CEF2-CI-LIG-LIGFXT-ER | L-169 | L-E-1020 | 3’ Replacement Lamp | Prescriptive | Lighting | Interior | Fixture | 9 | Per Fixture | 5 | 71 | 3’ Replacement Lamp | DLC Linear Repl. Lamps | T8T12_T5 | 3ft_Lamp | 1 | 9999 | 1 | 9999 |  |  | 5 |  | 0.9 | 0.9 | 0.9 | 1.18 | 0.935 | 1.217 | 0.98
| 10075 | DLC Linear Repl. Lamps | 4’ Replacement Lamp | 4’ Replacement Lamp | 4’ Replacement Lamp | CEF2-CI-LIG-LIGFXT-ER | L-169 | L-E-1022 | 4’ Replacement Lamp | Prescriptive | Lighting | Interior | Fixture | 9 | Per Fixture | 5 | 72 | 4’ Replacement Lamp | DLC Linear Repl. Lamps | T8T12_T5 | 4ft_Lamp | 1 | 9999 | 1 | 9999 |  |  | 5 |  | 0.9 | 0.9 | 0.9 | 1.18 | 0.935 | 1.217 | 0.98
| 10076 | DLC Linear Repl. Lamps | 4’ HO Replacement Lamp | 4’ High Output Replacement Lamp | 4’ HO Replacement Lamp | CEF2-CI-LIG-LIGFXT-ER | L-169 | L-E-1021 | 4’ High Output Replacement Lamp | Prescriptive | Lighting | Interior | Fixture | 9 | Per Fixture | 5 | 73 | 4’ High Output Replacement Lamp | DLC Linear Repl. Lamps | T8T12_T5 | 4ft_HO_Lamp | 1 | 9999 | 1 | 9999 |  |  | 5 |  | 0.9 | 0.9 | 0.9 | 1.18 | 0.935 | 1.217 | 0.98
| 10077 | DLC Linear Repl. Lamps | 8’ Replacement Lamp | 8’ Replacement Lamp | 8’ Replacement Lamp | CEF2-CI-LIG-LIGFXT-ER | L-169 | L-E-1023 | 8’ Replacement Lamp | Prescriptive | Lighting | Interior | Fixture | 9 | Per Fixture | 5 | 74 | 8’ Replacement Lamp | DLC Linear Repl. Lamps | T8T12_T5 | 8ft_Lamp | 1 | 9999 | 1 | 9999 |  |  | 5 |  | 0.9 | 0.9 | 0.9 | 1.18 | 0.935 | 1.217 | 0.98
| 10078 | DLC Linear Repl. Lamps | 2G11 Base Lamps | 2G11 Base Lamps | 2G11 Base Lamps | CEF2-CI-LIG-LIGFXT-ER | L-168 | L-E-1019 | 2G11 Base Lamps | Prescriptive | Lighting | Interior | Fixture | 8.5 | Per Fixture | 5 | 75 | 2G11 Base Lamps | DLC Linear Repl. Lamps | T8T12_T5_INC_CFL |  | 1 | 9999 | 1 | 9999 |  |  | 5 |  | 0.9 | 0.9 | 0.9 | 1.18 | 0.935 | 1.217 | 0.98
| 10079 | DLC Linear Repl. Lamps | U -Bend Lamp | U -Bend Lamp | U -Bend Lamp | CEF2-CI-LIG-LIGFXT-ER | L-169 | L-E-1089 | U -Bend Lamp | Prescriptive | Lighting | Interior | Fixture | 9 | Per Fixture | 5 | 76 | U -Bend Lamp | DLC Linear Repl. Lamps | U-Bend |  | 1 | 9999 | 1 | 9999 |  |  | 5 |  | 0.9 | 0.9 | 0.9 | 1.18 | 0.935 | 1.217 | 0.98
| 10080 | DLC Linear Repl. Lamps | Horizontally-Mounted Lamps | Horizontally-Mounted Lamps | Horizontally-Mounted Lamps | CEF2-CI-LIG-LIGFXT-ER | L-167 | L-E-1071 | Horizontally-Mounted Lamps | Prescriptive | Lighting | Interior | Fixture | 8.5 | Per Fixture | 5 | 77 | Horizontally-Mounted Lamps | DLC Linear Repl. Lamps | T8T12_T5 |  | 1 | 9999 | 1 | 9999 |  |  | 5 |  | 0.9 | 0.9 | 0.9 | 1.18 | 0.935 | 1.217 | 0.98
| 10081 | DLC Linear Repl. Lamps | Vertically-Mounted Lamps | Vertically-Mounted Lamps | Vertically-Mounted Lamps | CEF2-CI-LIG-LIGFXT-ER | L-166 | L-E-1090 | Vertically-Mounted Lamps | Prescriptive | Lighting | Interior | Fixture | 8.5 | Per Fixture | 5 | 78 | Vertically-Mounted Lamps | DLC Linear Repl. Lamps | T8T12_T5 |  | 1 | 9999 | 1 | 9999 |  |  | 5 |  | 0.9 | 0.9 | 0.9 | 1.18 | 0.935 | 1.217 | 0.98
| 10096 | ENERGY STAR Ext. Fixtures | Outdoor (Various Types) ≤1,499 Lumens | Outdoor (Various Types) ≤1,499 lumens | Outdoor (Various Types) ≤1,499 Lumens | CEF2-CI-LIG-LIGFXT-ER | L-119 | L-E-1150 | Outdoor (Various Types) ≤1,499 lumens | Prescriptive | Lighting | Exterior | Fixture | 30 | Per Fixture | 7 | 97 | Outdoor (Various Types) ≤1,499 lumens | ENERGY STAR Ext. Fixtures | Hal_HID_T8T12_T5_INC_CFL |  | 1 | 9999 | 1 | 9999 |  |  | 7 |  | 0.9 | 0.9 | 0.9 | 1.18 | 0.935 | 1.217 | 0.98
| 10097 | ENERGY STAR Ext. Fixtures | Outdoor (Various Types) 1,500-2,999 Lumens | Outdoor (Various Types) 1,500-2,999 lumens | Outdoor (Various Types) 1,500-2,999 Lumens | CEF2-CI-LIG-LIGFXT-ER | L-120 | L-E-1151 | Outdoor (Various Types) 1,500-2,999 lumens | Prescriptive | Lighting | Exterior | Fixture | 40 | Per Fixture | 7 | 98 | Outdoor (Various Types) 1,500-2,999 lumens | ENERGY STAR Ext. Fixtures | Hal_HID_T8T12_T5_INC_CFL |  | 1 | 9999 | 1 | 9999 |  |  | 7 |  | 0.9 | 0.9 | 0.9 | 1.18 | 0.935 | 1.217 | 0.98
| 10098 | ENERGY STAR Ext. Fixtures | Outdoor (Various Types) ≥3,000 Lumens | Outdoor (Various Types) ≥3,000 lumens | Outdoor (Various Types) ≥3,000 Lumens | CEF2-CI-LIG-LIGFXT-ER | L-121 | L-E-1152 | Outdoor (Various Types) ≥3,000 lumens | Prescriptive | Lighting | Exterior | Fixture | 40 | Per Fixture | 7 | 99 | Outdoor (Various Types) ≥3,000 lumens | ENERGY STAR Ext. Fixtures | Hal_HID_T8T12_T5_INC_CFL |  | 1 | 9999 | 1 | 9999 |  |  | 7 |  | 0.9 | 0.9 | 0.9 | 1.18 | 0.935 | 1.217 | 0.98
| 10099 | ENERGY STAR Ext. Fixtures | Outdoor Pole-Mount ≤1,499 Lumens | Outdoor Pole-Mount ≤1,499 lumens | Outdoor Pole-Mount ≤1,499 Lumens | CEF2-CI-LIG-LIGFXT-ER | L-122 | L-E-1138 | Outdoor Pole-Mount ≤1,499 lumens | Prescriptive | Lighting | Exterior | Fixture | 30 | Per Fixture | 7 | 100 | Outdoor Pole-Mount ≤1,499 lumens | ENERGY STAR Ext. Fixtures | Hal_HID_T8T12_T5_INC_CFL |  | 1 | 9999 | 1 | 9999 |  |  | 7 |  | 0.9 | 0.9 | 0.9 | 1.18 | 0.935 | 1.217 | 0.98
| 10100 | ENERGY STAR Ext. Fixtures | Outdoor Pole-Mount 1,500-2,999 Lumens | Outdoor Pole-Mount 1,500-2,999 lumens | Outdoor Pole-Mount 1,500-2,999 Lumens | CEF2-CI-LIG-LIGFXT-ER | L-123 | L-E-1139 | Outdoor Pole-Mount 1,500-2,999 lumens | Prescriptive | Lighting | Exterior | Fixture | 40 | Per Fixture | 7 | 101 | Outdoor Pole-Mount 1,500-2,999 lumens | ENERGY STAR Ext. Fixtures | Hal_HID_T8T12_T5_INC_CFL |  | 1 | 9999 | 1 | 9999 |  |  | 7 |  | 0.9 | 0.9 | 0.9 | 1.18 | 0.935 | 1.217 | 0.98
| 10101 | ENERGY STAR Ext. Fixtures | Outdoor Pole-Mount ≥3,000 Lumens | Outdoor Pole-Mount ≥3,000 lumens | Outdoor Pole-Mount ≥3,000 Lumens | CEF2-CI-LIG-LIGFXT-ER | L-124 | L-E-1140 | Outdoor Pole-Mount ≥3,000 lumens | Prescriptive | Lighting | Exterior | Fixture | 40 | Per Fixture | 7 | 102 | Outdoor Pole-Mount ≥3,000 lumens | ENERGY STAR Ext. Fixtures | Hal_HID_T8T12_T5_INC_CFL |  | 1 | 9999 | 1 | 9999 |  |  | 7 |  | 0.9 | 0.9 | 0.9 | 1.18 | 0.935 | 1.217 | 0.98
| 10120 | ENERGY STAR Int. Fixtures | Downlight Pendant ≤1,499 Lumens | Downlight Pendant ≤1,499 lumens | Downlight Pendant ≤1,499 Lumens | CEF2-CI-LIG-LIGFXT-ER | L-107 | L-E-1129 | Downlight Pendant ≤1,499 lumens | Prescriptive | Lighting | Interior | Fixture | 50 | Per Fixture | 5 | 121 | Downlight Pendant ≤1,499 lumens | ENERGY STAR Int. Fixtures | Hal_HID_T8T12_T5_INC_CFL |  | 1 | 9999 | 1 | 9999 |  |  | 5 |  | 0.9 | 0.9 | 0.9 | 1.18 | 0.935 | 1.217 | 0.98
| 10121 | ENERGY STAR Int. Fixtures | Downlight Pendant 1,500-2,999 Lumens | Downlight Pendant 1,500-2,999 lumens | Downlight Pendant 1,500-2,999 Lumens | CEF2-CI-LIG-LIGFXT-ER | L-108 | L-E-1130 | Downlight Pendant 1,500-2,999 lumens | Prescriptive | Lighting | Interior | Fixture | 60 | Per Fixture | 5 | 122 | Downlight Pendant 1,500-2,999 lumens | ENERGY STAR Int. Fixtures | Hal_HID_T8T12_T5_INC_CFL |  | 1 | 9999 | 1 | 9999 |  |  | 5 |  | 0.9 | 0.9 | 0.9 | 1.18 | 0.935 | 1.217 | 0.98
| 10122 | ENERGY STAR Int. Fixtures | Downlight Pendant ≥3,000 Lumens | Downlight Pendant ≥3,000 lumens | Downlight Pendant ≥3,000 Lumens | CEF2-CI-LIG-LIGFXT-ER | L-109 | L-E-1131 | Downlight Pendant ≥3,000 lumens | Prescriptive | Lighting | Interior | Fixture | 70 | Per Fixture | 5 | 123 | Downlight Pendant ≥3,000 lumens | ENERGY STAR Int. Fixtures | Hal_HID_T8T12_T5_INC_CFL |  | 1 | 9999 | 1 | 9999 |  |  | 5 |  | 0.9 | 0.9 | 0.9 | 1.18 | 0.935 | 1.217 | 0.98
| 10123 | ENERGY STAR Int. Fixtures | Downlight Surface Mount ≤1,499 Lumens | Downlight Surface Mount ≤1,499 lumens | Downlight Surface Mount ≤1,499 Lumens | CEF2-CI-LIG-LIGFXT-ER | L-110 | L-E-1135 | Downlight Surface Mount ≤1,499 lumens | Prescriptive | Lighting | Interior | Fixture | 50 | Per Fixture | 5 | 124 | Downlight Surface Mount ≤1,499 lumens | ENERGY STAR Int. Fixtures | Hal_HID_T8T12_T5_INC_CFL |  | 1 | 9999 | 1 | 9999 |  |  | 5 |  | 0.9 | 0.9 | 0.9 | 1.18 | 0.935 | 1.217 | 0.98
| 10124 | ENERGY STAR Int. Fixtures | Downlight Surface Mount 1,500-2,999 Lumens | Downlight Surface Mount 1,500-2,999 lumens | Downlight Surface Mount 1,500-2,999 Lumens | CEF2-CI-LIG-LIGFXT-ER | L-111 | L-E-1136 | Downlight Surface Mount 1,500-2,999 lumens | Prescriptive | Lighting | Interior | Fixture | 60 | Per Fixture | 5 | 125 | Downlight Surface Mount 1,500-2,999 lumens | ENERGY STAR Int. Fixtures | Hal_HID_T8T12_T5_INC_CFL |  | 1 | 9999 | 1 | 9999 |  |  | 5 |  | 0.9 | 0.9 | 0.9 | 1.18 | 0.935 | 1.217 | 0.98
| 10125 | ENERGY STAR Int. Fixtures | Downlight Surface Mount ≥3,000 Lumens | Downlight Surface Mount ≥3,000 lumens | Downlight Surface Mount ≥3,000 Lumens | CEF2-CI-LIG-LIGFXT-ER | L-112 | L-E-1137 | Downlight Surface Mount ≥3,000 lumens | Prescriptive | Lighting | Interior | Fixture | 70 | Per Fixture | 5 | 126 | Downlight Surface Mount ≥3,000 lumens | ENERGY STAR Int. Fixtures | Hal_HID_T8T12_T5_INC_CFL |  | 1 | 9999 | 1 | 9999 |  |  | 5 |  | 0.9 | 0.9 | 0.9 | 1.18 | 0.935 | 1.217 | 0.98
| 10135 | ENERGY STAR Int. Fixtures | Recessed Downlight ≤1,499 Lumens | Recessed Downlight ≤1,499 lumens | Recessed Downlight ≤1,499 Lumens | CEF2-CI-LIG-LIGFXT-ER | L-128 | L-E-1156 | Recessed Downlight ≤1,499 lumens | Prescriptive | Lighting | Interior | Fixture | 50 | Per Fixture | 5 | 136 | Recessed Downlight ≤1,499 lumens | ENERGY STAR Int. Fixtures | Hal_HID_T8T12_T5_INC_CFL |  | 1 | 9999 | 1 | 9999 |  |  | 5 |  | 0.9 | 0.9 | 0.9 | 1.18 | 0.935 | 1.217 | 0.98
| 10136 | ENERGY STAR Int. Fixtures | Recessed Downlight 1,500-2,999 Lumens | Recessed Downlight 1,500-2,999 lumens | Recessed Downlight 1,500-2,999 Lumens | CEF2-CI-LIG-LIGFXT-ER | L-129 | L-E-1157 | Recessed Downlight 1,500-2,999 lumens | Prescriptive | Lighting | Interior | Fixture | 60 | Per Fixture | 5 | 137 | Recessed Downlight 1,500-2,999 lumens | ENERGY STAR Int. Fixtures | Hal_HID_T8T12_T5_INC_CFL |  | 1 | 9999 | 1 | 9999 |  |  | 5 |  | 0.9 | 0.9 | 0.9 | 1.18 | 0.935 | 1.217 | 0.98
| 10137 | ENERGY STAR Int. Fixtures | Recessed Downlight ≥3,000 Lumens | Recessed Downlight ≥3,000 lumens | Recessed Downlight ≥3,000 Lumens | CEF2-CI-LIG-LIGFXT-ER | L-130 | L-E-1158 | Recessed Downlight ≥3,000 lumens | Prescriptive | Lighting | Interior | Fixture | 70 | Per Fixture | 5 | 138 | Recessed Downlight ≥3,000 lumens | ENERGY STAR Int. Fixtures | Hal_HID_T8T12_T5_INC_CFL |  | 1 | 9999 | 1 | 9999 |  |  | 5 |  | 0.9 | 0.9 | 0.9 | 1.18 | 0.935 | 1.217 | 0.98
| 10227 | ENERGY STAR Int. Fixtures | Retrofit Kit for Recessed Downlight | Retrofit Kit for Recessed Downlight | Retrofit Kit for Recessed Downlight | CEF2-CI-LIG-LIGFXT-ER | L-110 | L-E-1135 | Retrofit Kit for Recessed Downlight | Prescriptive | Lighting | Interior | Fixture | 60 | Per Fixture | 5 | 124 | Retrofit Kit for Recessed Downlight | ENERGY STAR Int. Fixtures | Hal_HID_T8T12_T5_INC_CFL |  | 1 | 9999 | 1 | 9999 |  |  | 5 |  | 0.9 | 0.9 | 0.9 | 1.18 | 0.935 | 1.217 | 0.98
| 10150 | ENERGY STAR Int. Fixtures | Solid State Retrofit ≤1,499 Lumens | Solid State Retrofit ≤1,499 lumens | Solid State Retrofit ≤1,499 Lumens | CEF2-CI-LIG-LIGFXT-ER | L-134 | L-E-1132 | Solid State Retrofit ≤1,499 lumens | Prescriptive | Lighting | Interior | Fixture | 50 | Per Fixture | 5 | 151 | Solid State Retrofit ≤1,499 lumens | ENERGY STAR Int. Fixtures | Hal_HID_T8T12_T5_INC_CFL |  | 1 | 9999 | 1 | 9999 |  |  | 5 |  | 0.9 | 0.9 | 0.9 | 1.18 | 0.935 | 1.217 | 0.98
| 10151 | ENERGY STAR Int. Fixtures | Solid State Retrofit 1,500-2,999 Lumens | Solid State Retrofit 1,500-2,999 lumens | Solid State Retrofit 1,500-2,999 Lumens | CEF2-CI-LIG-LIGFXT-ER | L-135 | L-E-1133 | Solid State Retrofit 1,500-2,999 lumens | Prescriptive | Lighting | Interior | Fixture | 60 | Per Fixture | 5 | 152 | Solid State Retrofit 1,500-2,999 lumens | ENERGY STAR Int. Fixtures | Hal_HID_T8T12_T5_INC_CFL |  | 1 | 9999 | 1 | 9999 |  |  | 5 |  | 0.9 | 0.9 | 0.9 | 1.18 | 0.935 | 1.217 | 0.98
| 10152 | ENERGY STAR Int. Fixtures | Solid State Retrofit ≥3,000 Lumens | Solid State Retrofit ≥3,000 lumens | Solid State Retrofit ≥3,000 Lumens | CEF2-CI-LIG-LIGFXT-ER | L-136 | L-E-1134 | Solid State Retrofit ≥3,000 lumens | Prescriptive | Lighting | Interior | Fixture | 70 | Per Fixture | 5 | 153 | Solid State Retrofit ≥3,000 lumens | ENERGY STAR Int. Fixtures | Hal_HID_T8T12_T5_INC_CFL |  | 1 | 9999 | 1 | 9999 |  |  | 5 |  | 0.9 | 0.9 | 0.9 | 1.18 | 0.935 | 1.217 | 0.98
| 10153 | LED Exit Signs | LED Exit Sign | LED Exit Sign | LED Exit Sign | CEF2-CI-LIG-EXSGS | L-171 | L-E-1111 | LED Exit Sign | Prescriptive | Lighting | Interior Lighting | Fixture | 20 | Per Fixture | 15 | 154 | LED Exit Sign | LED Exit Signs | ExitS | Exit Sign | 1 | 9999 | 1 | 9999 |  |  | 15 | 5 | 0.48 | 0.48 | 0.48 | 1.054 | 1.07 | 1.104 | 1
| 11257 | Prescriptive/Custom | LED Retrofit Kit | LED Retrofit Kit | LED Retrofit Kit | CEF2-CI-LIG-LIGFXT-ER | L-78 | L-E-1011 | LED Retrofit Kit | Prescriptive/Custom | Lighting | Interior | kWh | 0.16 | Per Fixture | 5 | 212 | LED Retrofit Kit | Prescriptive/Custom | Hal_HID_T8T12_T5_INC_CFL_LED |  | 1 | 9999 | 1 | 9999 |  |  | 5 |  | 0.9 | 0.9 | 0.9 | 1.18 | 0.935 | 1.217 | 0.98
| 11258 | Prescriptive/Custom | LED Integrated Retrofit Kit | LED Integrated Retrofit Kit | LED Integrated Retrofit Kit | CEF2-CI-LIG-LIGFXT-ER | L-78 | L-E-1011 | LED Integrated Retrofit Kit | Prescriptive/Custom | Lighting | Interior | kWh | 0.16 | Per Fixture | 5 | 213 | LED Integrated Retrofit Kit | Prescriptive/Custom | Hal_HID_T8T12_T5_INC_CFL_LED |  | 1 | 9999 | 1 | 9999 |  |  | 5 |  | 0.9 | 0.9 | 0.9 | 1.18 | 0.935 | 1.217 | 0.98
| 11259 | Prescriptive/Custom | LED Luminaire | LED Luminaire | LED Luminaire | CEF2-CI-LIG-LIGFXT-ER | L-1 | L-E-1012 | LED Luminaire | Prescriptive/Custom | Lighting | Interior | kWh | 0.16 | Per Fixture | 5 | 214 | LED Luminaire | Prescriptive/Custom | Hal_HID_T8T12_T5_INC_CFL_LED |  | 1 | 9999 | 1 | 9999 |  |  | 5 |  | 0.9 | 0.9 | 0.9 | 1.18 | 0.935 | 1.217 | 0.98
| 11260 | Prescriptive/Custom | LED Direct Linear Ambient Retrofit Kit | LED Direct Linear Ambient Retrofit Kit | LED Direct Linear Ambient Retrofit Kit | CEF2-CI-LIG-LIGFXT-ER | L-83 | L-E-1074 | LED Direct Linear Ambient Retrofit Kit | Prescriptive/Custom | Lighting | Interior | kWh | 0.16 | Per Fixture | 5 | 215 | LED Direct Linear Ambient Retrofit Kit | Prescriptive/Custom | Hal_HID_T8T12_T5_INC_CFL_LED |  | 1 | 9999 | 1 | 9999 |  |  | 5 |  | 0.9 | 0.9 | 0.9 | 1.18 | 0.935 | 1.217 | 0.98
| 11261 | Prescriptive/Custom | LED Direct/Indirect Linear Ambient | LED Direct/Indirect Linear Ambient | LED Direct/Indirect Linear Ambient | CEF2-CI-LIG-LIGFXT-ER | L-4 | L-E-1075 | LED Direct/Indirect Linear Ambient | Prescriptive/Custom | Lighting | Interior | kWh | 0.16 | Per Fixture | 5 | 216 | LED Direct/Indirect Linear Ambient | Prescriptive/Custom | Hal_HID_T8T12_T5_INC_CFL_LED |  | 1 | 9999 | 1 | 9999 |  |  | 5 |  | 0.9 | 0.9 | 0.9 | 1.18 | 0.935 | 1.217 | 0.98
| 11262 | Prescriptive/Custom | LED Track/Mono-Point Directional Fixture | LED Track/Mono-Point Directional Fixture | LED Track/Mono-Point Directional Fixture | CEF2-CI-LIG-LIGFXT-ER | L-11 | L-E-1080 | LED Track/Mono-Point Directional Fixture | Prescriptive/Custom | Lighting | Interior | kWh | 0.16 | Per Fixture | 5 | 217 | LED Track/Mono-Point Directional Fixture | Prescriptive/Custom | Hal_HID_T8T12_T5_INC_CFL_LED |  | 1 | 9999 | 1 | 9999 |  |  | 5 |  | 0.9 | 0.9 | 0.9 | 1.18 | 0.935 | 1.217 | 0.98
| 11263 | Prescriptive/Custom | LED Wall-Wash Luminaire | LED Wall-Wash Luminaire | LED Wall-Wash Luminaire | CEF2-CI-LIG-LIGFXT-ER | L-10 | L-E-1081 | LED Wall-Wash Luminaire | Prescriptive/Custom | Lighting | Interior | kWh | 0.16 | Per Fixture | 5 | 218 | LED Wall-Wash Luminaire | Prescriptive/Custom | Hal_HID_T8T12_T5_INC_CFL_LED |  | 1 | 9999 | 1 | 9999 |  |  | 5 |  | 0.9 | 0.9 | 0.9 | 1.18 | 0.935 | 1.217 | 0.98
| 11264 | Prescriptive/Custom | LED High Bay | LED High Bay | LED High Bay | CEF2-CI-LIG-LIGFXT-ER | L-20 | L-E-1175 | LED High Bay | Prescriptive/Custom | Lighting | Interior | kWh | 0.16 | Per Fixture | 7 | 219 | LED High Bay | Prescriptive/Custom | Hal_HID_T8T12_T5_INC_CFL_LED |  | 1 | 9999 | 1 | 9999 |  |  | 7 |  | 0.9 | 0.9 | 0.9 | 1.18 | 0.935 | 1.217 | 0.98
| 11265 | Prescriptive/Custom | LED Low Bay | LED Low Bay | LED Low Bay | CEF2-CI-LIG-LIGFXT-ER | L-16 | L-E-1176 | LED Low Bay | Prescriptive/Custom | Lighting | Interior | kWh | 0.16 | Per Fixture | 7 | 220 | Led Low Bay | Prescriptive/Custom | Hal_HID_T8T12_T5_INC_CFL_LED |  | 1 | 9999 | 1 | 9999 |  |  | 7 |  | 0.9 | 0.9 | 0.9 | 1.18 | 0.935 | 1.217 | 0.98
| 11266 | Prescriptive/Custom | HID Replacement Lamp | HID Replacement Lamp | HID Replacement Lamp | CEF2-CI-LIG-LIGFXT-ER | L-146 | L-E-1061 | HID Replacement Lamp | Prescriptive/Custom | Lighting | Interior | kWh | 0.16 | Per Fixture | 5 | 222 | HID Replacement Lamp | Prescriptive/Custom | Hal_HID_T8T12_T5_INC_CFL_LED |  | 1 | 9999 | 1 | 9999 |  |  | 5 |  | 0.9 | 0.9 | 0.9 | 1.18 | 0.935 | 1.217 | 0.98
| 11267 | Prescriptive/Custom | LED Replacement Lamp | LED Replacement Lamp | LED Replacement Lamp | CEF2-CI-LIG-LIGFXT-ER | L-169 | L-E-1022 | LED Replacement Lamp | Prescriptive/Custom | Lighting | Interior | kWh | 0.16 | Per Fixture | 5 | 223 | LED Replacement Lamp | Prescriptive/Custom | Hal_HID_T8T12_T5_INC_CFL_LED |  | 1 | 9999 | 1 | 9999 |  |  | 5 |  | 0.9 | 0.9 | 0.9 | 1.18 | 0.935 | 1.217 | 0.98
| 11268 | Prescriptive/Custom | LED High Output Replacement Lamp | LED High Output Replacement Lamp | LED High Output Replacement Lamp | CEF2-CI-LIG-LIGFXT-ER | L-169 | L-E-1021 | LED High Output Replacement Lamp | Prescriptive/Custom | Lighting | Interior | kWh | 0.16 | Per Fixture | 5 | 224 | LED High Output Replacement Lamp | Prescriptive/Custom | Hal_HID_T8T12_T5_INC_CFL_LED |  | 1 | 9999 | 1 | 9999 |  |  | 5 |  | 0.9 | 0.9 | 0.9 | 1.18 | 0.935 | 1.217 | 0.98
| 11269 | Prescriptive/Custom | 2G11 Base Lamps | 2G11 Base Lamps | 2G11 Base Lamps | CEF2-CI-LIG-LIGFXT-ER | L-168 | L-E-1019 | 2G11 Base Lamps | Prescriptive/Custom | Lighting | Interior | kWh | 0.16 | Per Fixture | 5 | 225 | 2G11 Base Lamps | Prescriptive/Custom | Hal_HID_T8T12_T5_INC_CFL_LED |  | 1 | 9999 | 1 | 9999 |  |  | 5 |  | 0.9 | 0.9 | 0.9 | 1.18 | 0.935 | 1.217 | 0.98
| 11270 | Prescriptive/Custom | U -Bend Lamp | U -Bend Lamp | U -Bend Lamp | CEF2-CI-LIG-LIGFXT-ER | L-169 | L-E-1089 | U -Bend Lamp | Prescriptive/Custom | Lighting | Interior | kWh | 0.16 | Per Fixture | 5 | 226 | U -Bend Lamp | Prescriptive/Custom | Hal_HID_T8T12_T5_INC_CFL_LED |  | 1 | 9999 | 1 | 9999 |  |  | 5 |  | 0.9 | 0.9 | 0.9 | 1.18 | 0.935 | 1.217 | 0.98
| 11271 | Prescriptive/Custom | Horizontally-Mounted Lamps | Horizontally-Mounted Lamps | Horizontally-Mounted Lamps | CEF2-CI-LIG-LIGFXT-ER | L-167 | L-E-1071 | Horizontally-Mounted Lamps | Prescriptive/Custom | Lighting | Interior | kWh | 0.16 | Per Fixture | 5 | 227 | Horizontally-Mounted Lamps | Prescriptive/Custom | Hal_HID_T8T12_T5_INC_CFL_LED |  | 1 | 9999 | 1 | 9999 |  |  | 5 |  | 0.9 | 0.9 | 0.9 | 1.18 | 0.935 | 1.217 | 0.98
| 11272 | Prescriptive/Custom | Vertically-Mounted Lamps | Vertically-Mounted Lamps | Vertically-Mounted Lamps | CEF2-CI-LIG-LIGFXT-ER | L-166 | L-E-1090 | Vertically-Mounted Lamps | Prescriptive/Custom | Lighting | Interior | kWh | 0.16 | Per Fixture | 5 | 228 | Vertically-Mounted Lamps | Prescriptive/Custom | Hal_HID_T8T12_T5_INC_CFL_LED |  | 1 | 9999 | 1 | 9999 |  |  | 5 |  | 0.9 | 0.9 | 0.9 | 1.18 | 0.935 | 1.217 | 0.98
| 11273 | Prescriptive/Custom | Downlight Pendant | Downlight Pendant | Downlight Pendant | CEF2-CI-LIG-LIGFXT-ER | L-107 | L-E-1129 | Downlight Pendant | Prescriptive/Custom | Lighting | Interior | kWh | 0.16 | Per Fixture | 5 | 231 | Downlight Pendant | Prescriptive/Custom | Hal_HID_T8T12_T5_INC_CFL_LED |  | 1 | 9999 | 1 | 9999 |  |  | 5 |  | 0.9 | 0.9 | 0.9 | 1.18 | 0.935 | 1.217 | 0.98
| 11274 | Prescriptive/Custom | Downlight Surface Mount | Downlight Surface Mount | Downlight Surface Mount | CEF2-CI-LIG-LIGFXT-ER | L-112 | L-E-1137 | Downlight Surface Mount | Prescriptive/Custom | Lighting | Interior | kWh | 0.16 | Per Fixture | 5 | 232 | Downlight Surface Mount | Prescriptive/Custom | Hal_HID_T8T12_T5_INC_CFL_LED |  | 1 | 9999 | 1 | 9999 |  |  | 5 |  | 0.9 | 0.9 | 0.9 | 1.18 | 0.935 | 1.217 | 0.98
| 11275 | Prescriptive/Custom | Recessed Downlight | Recessed Downlight | Recessed Downlight | CEF2-CI-LIG-LIGFXT-ER | L-128 | L-E-1156 | Recessed Downlight | Prescriptive/Custom | Lighting | Interior | kWh | 0.16 | Per Fixture | 5 | 233 | Recessed Downlight | Prescriptive/Custom | Hal_HID_T8T12_T5_INC_CFL_LED |  | 1 | 9999 | 1 | 9999 |  |  | 5 |  | 0.9 | 0.9 | 0.9 | 1.18 | 0.935 | 1.217 | 0.98
| 11276 | Prescriptive/Custom | Solid State Retrofit | Solid State Retrofit | Solid State Retrofit | CEF2-CI-LIG-LIGFXT-ER | L-136 | L-E-1134 | Solid State Retrofit | Prescriptive/Custom | Lighting | Interior | kWh | 0.16 | Per Fixture | 5 | 234 | Solid State Retrofit | Prescriptive/Custom | Hal_HID_T8T12_T5_INC_CFL_LED |  | 1 | 9999 | 1 | 9999 |  |  | 5 |  | 0.9 | 0.9 | 0.9 | 1.18 | 0.935 | 1.217 | 0.98
| 11277 | Prescriptive/Custom | LED Exit Sign | LED Exit Sign | LED Exit Sign | CEF2-CI-LIG-EXSGS | L-171 | L-E-1111 | LED Exit Sign | Prescriptive/Custom | Lighting | Interior Lighting | kWh | 0.16 | Per Fixture | 15 | 235 | LED Exit Sign | Prescriptive/Custom | Hal_HID_T8T12_T5_INC_CFL_LED |  | 1 | 9999 | 1 | 9999 |  |  | 15 | 5 | 0.48 | 0.48 | 0.48 | 1.054 | 1.07 | 1.104 | 1
| 11278 | Prescriptive/Custom | Refrigerated Case Lighting - Cooler | Refrigerated Case Lighting - Cooler | Refrigerated Case Lighting - Cooler | CEF2-CI-REFR-LEDCL | L-14 | L-E-1103 | Refrigerated Case Lighting - Cooler | Prescriptive/Custom | Lighting | Interior | kWh | 0.16 | Per Fixture | 16 | 236 | Refrigerated Case Lighting - Cooler | Prescriptive/Custom | P/C_RLC | P/C_RLC | 1 | 9999 | 1 | 9999 | 0.92 | 1 | 16 |  | 0.53 | 0.53 | 0.53 | 1.054 | 1.07 | 1.104 | 1
| 11295 | Prescriptive/Custom | Refrigerated Case Lighting - Freezer | Refrigerated Case Lighting - Freezer | Refrigerated Case Lighting - Freezer | CEF2-CI-REFR-LEDCL | L-14 | L-E-1103 | Refrigerated Case Lighting - Freezer | Prescriptive/Custom | Lighting | Interior | kWh | 0.16 | Per Fixture | 16 | 236 | Refrigerated Case Lighting - Freezer | Prescriptive/Custom | P/C_RLC | P/C_RLC | 1 | 9999 | 1 | 9999 | 0.92 | 1.92 | 16 |  | 0.53 | 0.53 | 0.53 | 1.054 | 1.07 | 1.104 | 1
| 11279 | Prescriptive/Custom | Horizontal Refrigerated Case Lighting - Cooler | Horizontal Refrigerated Case Lighting - Cooler | Horizontal Refrigerated Case Lighting - Cooler | CEF2-CI-REFR-LEDCL | L-12 | L-E-1101 | Horizontal Refrigerated Case Lighting - Cooler | Prescriptive/Custom | Lighting | Interior | kWh | 0.16 | Per Fixture | 16 | 237 | Horizontal Refrigerated Case Lighting - Cooler | Prescriptive/Custom | RCL | P/C_RLC | 1 | 9999 | 1 | 9999 | 0.92 | 1 | 16 |  | 0.53 | 0.53 | 0.53 | 1.054 | 1.07 | 1.104 | 1
| 11296 | Prescriptive/Custom | Horizontal Refrigerated Case Lighting - Freezer | Horizontal Refrigerated Case Lighting - Freezer | Horizontal Refrigerated Case Lighting - Freezer | CEF2-CI-REFR-LEDCL | L-12 | L-E-1101 | Horizontal Refrigerated Case Lighting - Freezer | Prescriptive/Custom | Lighting | Interior | kWh | 0.16 | Per Fixture | 16 | 237 | Horizontal Refrigerated Case Lighting - Freezer | Prescriptive/Custom | RCL | P/C_RLC | 1 | 9999 | 1 | 9999 | 0.92 | 1.92 | 16 |  | 0.53 | 0.53 | 0.53 | 1.054 | 1.07 | 1.104 | 1
| 11297 | Prescriptive/Custom | LED Sign Lighting | LED Sign Lighting | LED Sign Lighting | CEF2-CI-LIG-LEDSL |  |  | LED Sign Lighting | Prescriptive/Custom | Lighting | Interior | kWh | 0.16 | Per Fixture | 15 |  | LED Sign Lighting | Prescriptive/Custom | Hal_HID_T8T12_T5_INC_CFL_LED |  | 1 | 9999 | 1 | 9999 | #N/A |  | 15 | 5 | 0.59 | 0.59 | 0.59 | 1.054 | 1.07 | 1.104 | 1
| 11280 | Prescriptive/Custom Ext. Fixtures | LED Architectural Flood and Spot Luminaire | LED Architectural Flood and Spot Luminaire | LED Architectural Flood and Spot Luminaire | CEF2-CI-LIG-LIGFXT-ER | L-21 | L-E-1190 | LED Architectural Flood and Spot Luminaire | Prescriptive/Custom | Lighting | Exterior | kWh | 0.16 | Per Fixture | 7 | 201 | LED Architectural Flood and Spot Luminaire | Prescriptive/Custom Ext. Fixtures | Hal_HID_T8T12_T5_INC_CFL_LED |  | 1 | 9999 | 1 | 9999 |  |  | 7 |  | 0.9 | 0.9 | 0.9 | 1.18 | 0.935 | 1.217 | 0.98
| 11281 | Prescriptive/Custom Ext. Fixtures | LED Bollard Fixtures | LED Bollard Fixtures | LED Bollard Fixtures | CEF2-CI-LIG-LIGFXT-ER | L-27 | L-E-1196 | LED Bollard Fixtures | Prescriptive/Custom | Lighting | Exterior | kWh | 0.16 | Per Fixture | 7 | 202 | LED Bollard Fixtures | Prescriptive/Custom Ext. Fixtures | Hal_HID_T8T12_T5_INC_CFL_LED |  | 1 | 9999 | 1 | 9999 |  |  | 7 |  | 0.9 | 0.9 | 0.9 | 1.18 | 0.935 | 1.217 | 0.98
| 11282 | Prescriptive/Custom Ext. Fixtures | HID Replacement Lamps | HID Replacement Lamps | HID Replacement Lamps | CEF2-CI-LIG-LIGFXT-ER | L-146 | L-E-1061 | HID Replacement Lamps | Prescriptive/Custom | Lighting | Exterior | kWh | 0.16 | Per Fixture | 7 | 203 | HID Replacement Lamps | Prescriptive/Custom Ext. Fixtures | Hal_HID_T8T12_T5_INC_CFL_LED |  | 1 | 9999 | 1 | 9999 |  |  | 7 |  | 0.9 | 0.9 | 0.9 | 1.18 | 0.935 | 1.217 | 0.98
| 11283 | Prescriptive/Custom Ext. Fixtures | LED Fuel Pump Canopy | LED Fuel Pump Canopy | LED Fuel Pump Canopy | CEF2-CI-LIG-LIGFXT-ER | L-33 | L-E-1202 | LED Fuel Pump Canopy | Prescriptive/Custom | Lighting | Exterior | kWh | 0.16 | Per Fixture | 7 | 204 | LED Fuel Pump Canopy | Prescriptive/Custom Ext. Fixtures | Hal_HID_T8T12_T5_INC_CFL_LED |  | 1 | 9999 | 1 | 9999 |  |  | 7 |  | 0.9 | 0.9 | 0.9 | 1.18 | 0.935 | 1.217 | 0.98
| 11284 | Prescriptive/Custom Ext. Fixtures | LED Landscape/Accent Flood and Spot Luminaires | LED Landscape/Accent Flood and Spot Luminaires | LED Landscape/Accent Flood and Spot Luminaires | CEF2-CI-LIG-LIGFXT-ER | L-39 | L-E-1208 | LED Landscape/Accent Flood and Spot Luminaires | Prescriptive/Custom | Lighting | Exterior | kWh | 0.16 | Per Fixture | 7 | 205 | LED Landscape/Accent Flood and Spot Luminaires | Prescriptive/Custom Ext. Fixtures | Hal_HID_T8T12_T5_INC_CFL_LED |  | 1 | 9999 | 1 | 9999 |  |  | 7 |  | 0.9 | 0.9 | 0.9 | 1.18 | 0.935 | 1.217 | 0.98
| 11285 | Prescriptive/Custom Ext. Fixtures | LED Outdoor Pole/Arm- Mounted Area and Roadway Luminaires | LED Outdoor Pole/Arm- Mounted Area and Roadway Luminaires | LED Outdoor Pole/Arm- Mounted Area and Roadway Luminaires | CEF2-CI-LIG-LIGFXT-ER | L-51 | L-E-1214 | LED Outdoor Pole/Arm- Mounted Area and Roadway Luminaires | Prescriptive/Custom | Lighting | Exterior | kWh | 0.16 | Per Fixture | 7 | 206 | LED Outdoor Pole/Arm- Mounted Area and Roadway Luminaires | Prescriptive/Custom Ext. Fixtures | Hal_HID_T8T12_T5_INC_CFL_LED |  | 1 | 9999 | 1 | 9999 |  |  | 7 |  | 0.9 | 0.9 | 0.9 | 1.18 | 0.935 | 1.217 | 0.98
| 11286 | Prescriptive/Custom Ext. Fixtures | LED Outdoor Pole/Arm- Mounted Area and Roadway Retrofit | LED Outdoor Pole/Arm- Mounted Area and Roadway Retrofit | LED Outdoor Pole/Arm- Mounted Area and Roadway Retrofit | CEF2-CI-LIG-LIGFXT-ER | L-51 |  | LED Outdoor Pole/Arm- Mounted Area and Roadway Retrofit | Prescriptive/Custom | Lighting | Exterior | kWh | 0.16 | Per Fixture | 7 | 207 | LED Outdoor Pole/Arm- Mounted Area and Roadway Retrofit | Prescriptive/Custom Ext. Fixtures | Hal_HID_T8T12_T5_INC_CFL_LED |  | 1 | 9999 | 1 | 9999 |  |  | 7 |  | 0.9 | 0.9 | 0.9 | 1.18 | 0.935 | 1.217 | 0.98
| 11287 | Prescriptive/Custom Ext. Fixtures | LED Outdoor Pole/Arm- Mounted Decorative Luminaires | LED Outdoor Pole/Arm- Mounted Decorative Luminaires | LED Outdoor Pole/Arm- Mounted Decorative Luminaires | CEF2-CI-LIG-LIGFXT-ER | L-51 |  | LED Outdoor Pole/Arm- Mounted Decorative Luminaires | Prescriptive/Custom | Lighting | Exterior | kWh | 0.16 | Per Fixture | 7 | 208 | LED Outdoor Pole/Arm- Mounted Decorative Luminaires | Prescriptive/Custom Ext. Fixtures | Hal_HID_T8T12_T5_INC_CFL_LED |  | 1 | 9999 | 1 | 9999 |  |  | 7 |  | 0.9 | 0.9 | 0.9 | 1.18 | 0.935 | 1.217 | 0.98
| 11288 | Prescriptive/Custom Ext. Fixtures | LED Outdoor Wall-Mounted Area Luminaires | LED Outdoor Wall-Mounted Area Luminaires | LED Outdoor Wall-Mounted Area Luminaires | CEF2-CI-LIG-LIGFXT-ER | L-63 | L-E-1220 | LED Outdoor Wall-Mounted Area Luminaires | Prescriptive/Custom | Lighting | Exterior | kWh | 0.16 | Per Fixture | 7 | 209 | LED Outdoor Wall-Mounted Area Luminaires | Prescriptive/Custom Ext. Fixtures | Hal_HID_T8T12_T5_INC_CFL_LED |  | 1 | 9999 | 1 | 9999 |  |  | 7 |  | 0.9 | 0.9 | 0.9 | 1.18 | 0.935 | 1.217 | 0.98
| 11289 | Prescriptive/Custom Ext. Fixtures | LED Parking Garage Luminaires | LED Parking Garage Luminaires | LED Parking Garage Luminaires | CEF2-CI-LIG-LIGFXT-ER | L-69 | L-E-1226 | LED Parking Garage Luminaires | Prescriptive/Custom | Lighting | Exterior | kWh | 0.16 | Per Fixture | 7 | 210 | LED Parking Garage Luminaires | Prescriptive/Custom Ext. Fixtures | Hal_HID_T8T12_T5_INC_CFL_LED |  | 1 | 9999 | 1 | 9999 |  |  | 7 |  | 0.9 | 0.9 | 0.9 | 1.18 | 0.935 | 1.217 | 0.98
| 11290 | Prescriptive/Custom Ext. Fixtures | LED Street/Roadway and Area Lighting | LED Street/Roadway and Area Lighting | LED Street/Roadway and Area Lighting | CEF2-CI-LIG-LIGFXT-ER | L-69 |  | LED Street/Roadway and Area Lighting | Prescriptive/Custom | Lighting | Exterior | kWh | 0.16 | Per Fixture | 7 | 211 | LED Street/Roadway and Area Lighting | Prescriptive/Custom Ext. Fixtures | Hal_HID_T8T12_T5_INC_CFL_LED |  | 1 | 9999 | 1 | 9999 |  |  | 7 |  | 0.9 | 0.9 | 0.9 | 1.18 | 0.935 | 1.217 | 0.98
| 11291 | Prescriptive/Custom Ext. Fixtures | LED Stairwell and Passageway Luminaires | LED Stairwell and Passageway Luminaires | LED Stairwell and Passageway Luminaires | CEF2-CI-LIG-LIGFXT-ER | L-9 | L-E-1010 | LED Stairwell and Passageway Luminaires | Prescriptive/Custom | Lighting | Interior | kWh | 0.16 | Per Fixture | 5 | 221 | LED Stairwell and Passageway Luminaires | Prescriptive/Custom Ext. Fixtures | Hal_HID_T8T12_T5_INC_CFL_LED |  | 1 | 9999 | 1 | 9999 |  |  | 5 |  | 0.9 | 0.9 | 0.9 | 1.18 | 0.935 | 1.217 | 0.98
| 11292 | Prescriptive/Custom Ext. Fixtures | Outdoor (Various Types) | Outdoor (Various Types) | Outdoor (Various Types) | CEF2-CI-LIG-LIGFXT-ER | L-119 | L-E-1150 | Outdoor (Various Types) | Prescriptive/Custom | Lighting | Exterior | kWh | 0.16 | Per Fixture | 7 | 229 | Outdoor (Various Types) | Prescriptive/Custom Ext. Fixtures | Hal_HID_T8T12_T5_INC_CFL_LED |  | 1 | 9999 | 1 | 9999 |  |  | 7 |  | 0.9 | 0.9 | 0.9 | 1.18 | 0.935 | 1.217 | 0.98
| 11293 | Prescriptive/Custom Ext. Fixtures | Outdoor Pole Mounted | Outdoor Pole Mounted | Outdoor Pole Mounted | CEF2-CI-LIG-LIGFXT-ER | L-124 | L-E-1140 | Outdoor Pole Mounted | Prescriptive/Custom | Lighting | Exterior | kWh | 0.16 | Per Fixture | 7 | 230 | Outdoor Pole Mounted | Prescriptive/Custom Ext. Fixtures | Hal_HID_T8T12_T5_INC_CFL_LED |  | 1 | 9999 | 1 | 9999 |  |  | 7 |  | 0.9 | 0.9 | 0.9 | 1.18 | 0.935 | 1.217 | 0.98
| 11297 | Prescriptive/Custom Ext. Fixtures | LED Sign Lighting | LED Sign Lighting | LED Sign Lighting | CEF2-CI-LIG-LEDSL |  |  | LED Sign Lighting | Prescriptive/Custom | Lighting | Exterior | kWh | 0.16 | Per Fixture | 15 |  | LED Sign Lighting | Prescriptive/Custom Ext. Fixtures | Hal_HID_T8T12_T5_INC_CFL_LED |  | 1 | 9999 | 1 | 9999 | #N/A |  | 15 | 5 | 0.59 | 0.59 | 0.59 | 1.054 | 1.07 | 1.104 | 1
| 11298 | Prescriptive/Custom Ext. Fixtures | Specialty: Hazardous Flood and Spot Luminaires | Specialty: Hazardous Flood and Spot Luminaires | Specialty: Hazardous Flood and Spot Luminaires | CEF2-CI-LIG-LIGFXT-ER | L-124 | L-E-1140 | Specialty: Hazardous Flood and Spot Luminaires | Prescriptive/Custom | Lighting | Exterior | kWh | 0.16 | Per Fixture | 7 | 230 | Specialty: Hazardous Flood and Spot Luminaires | Prescriptive/Custom Ext. Fixtures | Hal_HID_T8T12_T5_INC_CFL_LED |  | 1 | 9999 | 1 | 9999 |  |  | 7 |  | 0.9 | 0.9 | 0.9 | 1.18 | 0.935 | 1.217 | 0.98
| 11298 | Prescriptive/Custom Ext. Fixtures | Specialty: Natatorium Lighting | Specialty: Natatorium Lighting | Specialty: Natatorium Lighting | CEF2-CI-LIG-LIGFXT-ER | L-124 | L-E-1140 | Specialty: Natatorium Lighting | Prescriptive/Custom | Lighting | Exterior | kWh | 0.16 | Per Fixture | 7 | 230 | Specialty: Natatorium Lighting | Prescriptive/Custom Ext. Fixtures | Hal_HID_T8T12_T5_INC_CFL_LED |  | 1 | 9999 | 1 | 9999 |  |  | 7 |  | 0.9 | 0.9 | 0.9 | 1.18 | 0.935 | 1.217 | 0.98
| 11298 | Prescriptive/Custom Ext. Fixtures | Specialty: Soffit Lighting | Specialty: Soffit Lighting | Specialty: Soffit Lighting | CEF2-CI-LIG-LIGFXT-ER | L-124 | L-E-1140 | Specialty: Soffit Lighting | Prescriptive/Custom | Lighting | Exterior | kWh | 0.16 | Per Fixture | 7 | 230 | Specialty: Soffit Lighting | Prescriptive/Custom Ext. Fixtures | Hal_HID_T8T12_T5_INC_CFL_LED |  | 1 | 9999 | 1 | 9999 |  |  | 7 |  | 0.9 | 0.9 | 0.9 | 1.18 | 0.935 | 1.217 | 0.98
| 11298 | Prescriptive/Custom Ext. Fixtures | Specialty: Sports Flood | Specialty: Sports Flood | Specialty: Sports Flood | CEF2-CI-LIG-LIGFXT-ER | L-124 | L-E-1140 | Specialty: Sports Flood | Prescriptive/Custom | Lighting | Exterior | kWh | 0.16 | Per Fixture | 7 | 230 | Specialty: Sports Flood | Prescriptive/Custom Ext. Fixtures | Hal_HID_T8T12_T5_INC_CFL_LED |  | 1 | 9999 | 1 | 9999 |  |  | 7 |  | 0.9 | 0.9 | 0.9 | 1.18 | 0.935 | 1.217 | 0.98
| 11298 | Prescriptive/Custom Ext. Fixtures | Specialty: Tunnel Lighting | Specialty: Tunnel Lighting | Specialty: Tunnel Lighting | CEF2-CI-LIG-LIGFXT-ER | L-124 | L-E-1140 | Specialty: Tunnel Lighting | Prescriptive/Custom | Lighting | Exterior | kWh | 0.16 | Per Fixture | 7 | 230 | Specialty: Tunnel Lighting | Prescriptive/Custom Ext. Fixtures | Hal_HID_T8T12_T5_INC_CFL_LED |  | 1 | 9999 | 1 | 9999 |  |  | 7 |  | 0.9 | 0.9 | 0.9 | 1.18 | 0.935 | 1.217 | 0.98
| 11298 | Prescriptive/Custom Ext. Fixtures | Specialty: Wall Grazing/Slicing | Specialty: Wall Grazing/Slicing | Specialty: Wall Grazing/Slicing | CEF2-CI-LIG-LIGFXT-ER | L-124 | L-E-1140 | Specialty: Wall Grazing/Slicing | Prescriptive/Custom | Lighting | Exterior | kWh | 0.16 | Per Fixture | 7 | 230 | Specialty: Wall Grazing/Slicing | Prescriptive/Custom Ext. Fixtures | Hal_HID_T8T12_T5_INC_CFL_LED |  | 1 | 9999 | 1 | 9999 |  |  | 7 |  | 0.9 | 0.9 | 0.9 | 1.18 | 0.935 | 1.217 | 0.98
| 10154 | Refrigerated Case LEDs | Refrigerated Case Lighting 4’ - Cooler | Refrigerated Case Lighting 4’ - Cooler | Refrigerated Case Lighting 4’ - Cooler | CEF2-CI-REFR-LEDCL | L-12 | L-E-1101 | Refrigerated Case Lighting 4’ - Cooler | Prescriptive | Lighting | Interior | Fixture | 50 | Per Fixture | 16 | 155 | Refrigerated Case Lighting 4’ - Cooler | Refrigerated Case LEDs | RCL | 4ft_RLC | 1 | 9999 | 1 | 9999 | 0.92 | 1 | 16 |  | 0.53 | 0.53 | 0.53 | 1.054 | 1.07 | 1.104 | 1
| 10155 | Refrigerated Case LEDs | Refrigerated Case Lighting 5’ - Cooler | Refrigerated Case Lighting 5’ - Cooler | Refrigerated Case Lighting 5’ - Cooler | CEF2-CI-REFR-LEDCL | L-13 | L-E-1102 | Refrigerated Case Lighting 5’ - Cooler | Prescriptive | Lighting | Interior | Fixture | 50 | Per Fixture | 16 | 156 | Refrigerated Case Lighting 5’ - Cooler | Refrigerated Case LEDs | RCL | 5ft_RLC | 1 | 9999 | 1 | 9999 | 0.92 | 1 | 16 |  | 0.53 | 0.53 | 0.53 | 1.054 | 1.07 | 1.104 | 1
| 10156 | Refrigerated Case LEDs | Refrigerated Case Lighting 6’ - Cooler | Refrigerated Case Lighting 6’ - Cooler | Refrigerated Case Lighting 6’ - Cooler | CEF2-CI-REFR-LEDCL | L-14 | L-E-1103 | Refrigerated Case Lighting 6’ - Cooler | Prescriptive | Lighting | Interior | Fixture | 50 | Per Fixture | 16 | 157 | Refrigerated Case Lighting 6’ - Cooler | Refrigerated Case LEDs | RCL | 6ft_RLC | 1 | 9999 | 1 | 9999 | 0.92 | 1 | 16 |  | 0.53 | 0.53 | 0.53 | 1.054 | 1.07 | 1.104 | 1
| 10157 | Refrigerated Case LEDs | Refrigerated Case Lighting 4’ - Freezer | Refrigerated Case Lighting 4’ - Freezer | Refrigerated Case Lighting 4’ - Freezer | CEF2-CI-REFR-LEDCL | L-12 | L-E-1101 | Refrigerated Case Lighting 4’ - Freezer | Prescriptive | Lighting | Interior | Fixture | 50 | Per Fixture | 16 | 158 | Refrigerated Case Lighting 4’ - Freezer | Refrigerated Case LEDs | RCL | 4ft_RLC | 1 | 9999 | 1 | 9999 | 0.92 | 1.92 | 16 |  | 0.53 | 0.53 | 0.53 | 1.054 | 1.07 | 1.104 | 1
| 10158 | Refrigerated Case LEDs | Refrigerated Case Lighting 5’ - Freezer | Refrigerated Case Lighting 5’ - Freezer | Refrigerated Case Lighting 5’ - Freezer | CEF2-CI-REFR-LEDCL | L-13 | L-E-1102 | Refrigerated Case Lighting 5’ - Freezer | Prescriptive | Lighting | Interior | Fixture | 50 | Per Fixture | 16 | 159 | Refrigerated Case Lighting 5’ - Freezer | Refrigerated Case LEDs | RCL | 5ft_RLC | 1 | 9999 | 1 | 9999 | 0.92 | 1.92 | 16 |  | 0.53 | 0.53 | 0.53 | 1.054 | 1.07 | 1.104 | 1
| 10159 | Refrigerated Case LEDs | Refrigerated Case Lighting 6’ - Freezer | Refrigerated Case Lighting 6’ - Freezer | Refrigerated Case Lighting 6’ - Freezer | CEF2-CI-REFR-LEDCL | L-14 | L-E-1103 | Refrigerated Case Lighting 6’ - Freezer | Prescriptive | Lighting | Interior | Fixture | 50 | Per Fixture | 16 | 160 | Refrigerated Case Lighting 6’ - Freezer | Refrigerated Case LEDs | RCL | 6ft_RLC | 1 | 9999 | 1 | 9999 | 0.92 | 1.92 | 16 |  | 0.53 | 0.53 | 0.53 | 1.054 | 1.07 | 1.104 | 1
| 10240 | Refrigerated Case LEDs | Horizontal Refrigerated Case 4’ - Cooler | Horizontal Refrigerated Case 4’ - Cooler | Horizontal Refrigerated Case 4’ - Cooler | CEF2-CI-REFR-LEDCL |  |  | Horizontal Refrigerated Case 4’ - Cooler | Prescriptive | Lighting | Interior | Fixture | 15 | Per Fixture | 16 | 161 |  | Refrigerated Case LEDs | RCL | 4ft_RLC | 1 | 9999 | 1 | 9999 | 0.92 | 1 | 16 |  | 0.53 | 0.53 | 0.53 | 1.054 | 1.07 | 1.104 | 1
| 10241 | Refrigerated Case LEDs | Horizontal Refrigerated Case 5’ - Cooler | Horizontal Refrigerated Case 5’ - Cooler | Horizontal Refrigerated Case 5’ - Cooler | CEF2-CI-REFR-LEDCL |  |  | Horizontal Refrigerated Case 5’ - Cooler | Prescriptive | Lighting | Interior | Fixture | 15 | Per Fixture | 16 | 162 |  | Refrigerated Case LEDs | RCL | 5ft_RLC | 1 | 9999 | 1 | 9999 | 0.92 | 1 | 16 |  | 0.53 | 0.53 | 0.53 | 1.054 | 1.07 | 1.104 | 1
| 10242 | Refrigerated Case LEDs | Horizontal Refrigerated Case 6’ - Cooler | Horizontal Refrigerated Case 6’ - Cooler | Horizontal Refrigerated Case 6’ - Cooler | CEF2-CI-REFR-LEDCL | L-12 | L-E-1101 | Horizontal Refrigerated Case 6’ - Cooler | Prescriptive | Lighting | Interior | Fixture | 15 | Per Fixture | 16 | 163 |  | Refrigerated Case LEDs | RCL | 6ft_RLC | 1 | 9999 | 1 | 9999 | 0.92 | 1 | 16 |  | 0.53 | 0.53 | 0.53 | 1.054 | 1.07 | 1.104 | 1
| 10243 | Refrigerated Case LEDs | Horizontal Refrigerated Case 4’ - Freezer | Horizontal Refrigerated Case 4’ - Freezer | Horizontal Refrigerated Case 4’ - Freezer | CEF2-CI-REFR-LEDCL | L-13 | L-E-1102 | Horizontal Refrigerated Case 4’ - Freezer | Prescriptive | Lighting | Interior | Fixture | 15 | Per Fixture | 16 | 164 |  | Refrigerated Case LEDs | RCL | 4ft_RLC | 1 | 9999 | 1 | 9999 | 0.92 | 1.92 | 16 |  | 0.53 | 0.53 | 0.53 | 1.054 | 1.07 | 1.104 | 1
| 10244 | Refrigerated Case LEDs | Horizontal Refrigerated Case 5’ - Freezer | Horizontal Refrigerated Case 5’ - Freezer | Horizontal Refrigerated Case 5’ - Freezer | CEF2-CI-REFR-LEDCL | L-14 | L-E-1103 | Horizontal Refrigerated Case 5’ - Freezer | Prescriptive | Lighting | Interior | Fixture | 15 | Per Fixture | 16 | 165 |  | Refrigerated Case LEDs | RCL | 5ft_RLC | 1 | 9999 | 1 | 9999 | 0.92 | 1.92 | 16 |  | 0.53 | 0.53 | 0.53 | 1.054 | 1.07 | 1.104 | 1
| 10245 | Refrigerated Case LEDs | Horizontal Refrigerated Case 6’ - Freezer | Horizontal Refrigerated Case 6’ - Freezer | Horizontal Refrigerated Case 6’ - Freezer | CEF2-CI-REFR-LEDCL | L-12 | L-E-1101 | Horizontal Refrigerated Case 6’ - Freezer | Prescriptive | Lighting | Interior | Fixture | 15 | Per Fixture | 16 | 166 |  | Refrigerated Case LEDs | RCL | 6ft_RLC | 1 | 9999 | 1 | 9999 | 0.92 | 1.92 | 16 |  | 0.53 | 0.53 | 0.53 | 1.054 | 1.07 | 1.104 | 1
| 11255 | Sensors Only | Sensors Only | Sensors Only | Sensors Only |  |  |  | Sensors Only | Prescriptive | Lighting | Interior | Fixture | 0 | Per Fixture |  | 167 | Sensors Only | Sensors Only | LED
| 11255 | Sensors Only | Sensors Only | Sensors Only | Sensors Only |  |  |  | Sensors Only | Prescriptive | Lighting | Exterior | Fixture | 0 | Per Fixture |  | 168 | Sensors Only | Sensors Only | LED
| Measure Number | Category | Sub-Category | Measure Lookup | Front End Measure Name | eTRM Measure Code | Utility Working Group ID | Program | End Use | Lamp Type | Incentive Unit | Current Incentive | Quantity Unit | eTrack Equipment Type | Existing Equipment Type | Measure Life (Years) | Efficient Definition | Measure Efficiency Value | Baseline Definition | Order | Reporting Methodology | Min Watts Controlled | EUL | RUL | ntgValue_2025 | ntgValue_2026 | ntgValue_2027 | rr_kwh | rr_kw | rr_therms
| 11001 | Standalone Controls | Daylight & Occ Sensor - 20W-149W | Daylight & Occ Sensor - 20W-149W | Daylight & Occ Sensor - 20W-149W | CEF2-CI-LIG-LIGCTRL | L-190 | Prescriptive | Lighting Controls | Interior | Fixture | 35 |  | Dual occupancy and daylight sensors | No lighting controls | 8 | Photocell Occupancy Sensor (watts controlled) | 570 | No Control | 1 | Deemed | 20 | 8 |  | 0.9 | 0.9 | 0.9 | 1.054 | 1.07 | 1.104
| 11002 | Standalone Controls | Daylight & Occ Sensor - ≥150W | Daylight & Occ Sensor - ≥150W | Daylight & Occ Sensor - ≥150W | CEF2-CI-LIG-LIGCTRL | L-191 | Prescriptive | Lighting Controls | Interior | Fixture | 55 |  | Dual occupancy and daylight sensors | No lighting controls | 8 |  |  |  | 2 |  | 150 | 8 |  | 0.9 | 0.9 | 0.9 | 1.054 | 1.07 | 1.104
| 11003 | Standalone Controls | Daylight Cont. Dimming 20W-149W | Daylight Cont. Dimming 20W-149W | Daylight Cont. Dimming 20W-149W | CEF2-CI-LIG-LIGCTRL | L-192 | Prescriptive | Lighting Controls | Interior | Fixture | 25 |  | Daylight dimming | No lighting controls | 8 |  |  |  | 3 |  | 20 | 8 |  | 0.9 | 0.9 | 0.9 | 1.054 | 1.07 | 1.104
| 11004 | Standalone Controls | Daylight Cont. Dimming ≥150W | Daylight Cont. Dimming ≥150W | Daylight Cont. Dimming ≥150W | CEF2-CI-LIG-LIGCTRL | L-193 | Prescriptive | Lighting Controls | Interior | Fixture | 45 |  | Daylight dimming | No lighting controls | 8 |  |  |  | 4 |  | 150 | 8 |  | 0.9 | 0.9 | 0.9 | 1.054 | 1.07 | 1.104
| 11005 | Standalone Controls | Interior Occ/Vac Sensor – Remote Mounted | Interior Occ/Vac Sensor – Remote Mounted | Interior Occ/Vac Sensor – Remote Mounted | CEF2-CI-LIG-LIGCTRL | L-200 | Prescriptive | Lighting Controls | Interior | Fixture | 40 |  | Occupancy sensors - Remote Mounted | No lighting controls | 8 |  |  |  | 5 |  | 0 | 8 | 2.66 | 0.9 | 0.9 | 0.9 | 1.054 | 1.07 | 1.104
| 11006 | Standalone Controls | Interior Occ/Vac Sensor – Wall Mounted | Interior Occ/Vac Sensor – Wall Mounted | Interior Occ/Vac Sensor – Wall Mounted | CEF2-CI-LIG-LIGCTRL | L-199 | Prescriptive | Lighting Controls | Interior | Fixture | 35 |  | Occupancy sensors - Wall Mounted | No lighting controls | 8 |  |  |  | 6 |  | 0 | 8 | 2.66 | 0.9 | 0.9 | 0.9 | 1.054 | 1.07 | 1.104
| 11007 | Standalone Controls | Interior Occ/Vac Sensor – Integrated | Interior Occ/Vac Sensor – Integrated | Interior Occ/Vac Sensor – Integrated | CEF2-CI-LIG-LIGCTRL | L-198 | Prescriptive | Lighting Controls | Interior | Fixture | 40 |  | Occupancy sensors | No lighting controls | 8 |  |  |  | 7 |  | 0 | 8 | 2.66 | 0.9 | 0.9 | 0.9 | 1.054 | 1.07 | 1.104
| 11008 | Standalone Controls | Interior Occ Dimming Control - Integrated | Interior Occ Dimming Control - Integrated | Interior Occ Dimming Control - Integrated | CEF2-CI-LIG-LIGCTRL | L-201 | Prescriptive | Lighting Controls | Interior | Fixture | 25 |  | Occupancy sensors | No lighting controls | 8 |  |  |  | 8 |  | 0 | 8 | 2.66 | 0.9 | 0.9 | 0.9 | 1.054 | 1.07 | 1.104
| 11009 | Standalone Controls | Interior Occ Sensor For Highbay – Remote Mounted | Interior Occ Sensor For Highbay – Remote Mounted | Interior Occ Sensor For Highbay – Remote Mounted | CEF2-CI-LIG-LIGCTRL | L-202 | Prescriptive | Lighting Controls | Interior | Fixture | 40 |  | Occupancy sensors - Remote Mounted | No lighting controls | 8 |  |  |  | 9 |  | 0 | 8 | 2.66 | 0.9 | 0.9 | 0.9 | 1.054 | 1.07 | 1.104
| 11013 | Networked Lighting Controls | NLC System - No Existing Controls | NLC System - No Existing Controls | NLC System - No Existing Controls | CEF2-CI-LIG-LIGCTRL | L-183,L-184,L-185 | Prescriptive | Lighting Controls | Interior | Watt | 0.6 |  | Networked lighting controls (NLC) | No lighting controls | 8 |  |  |  | 13 |  | 0 | 8 |  | 0.66 | 0.66 | 0.66 | 1.054 | 1.07 | 1.104
| 11014 | Networked Lighting Controls | LLLC - w/ Local/Cloud Server - 20W-149W - No Existing Controls | LLLC - w/ Local/Cloud Server - 20W-149W - No Existing Controls | LLLC - w/ Local/Cloud Server - 20W-149W - No Existing Controls | CEF2-CI-LIG-LIGCTRL | L-187 | Prescriptive | Lighting Controls | Interior | Fixture | 30 |  | Networked lighting controls (NLC) | No lighting controls | 8 |  |  |  | 14 |  | 20 | 8 |  | 0.66 | 0.66 | 0.66 | 1.054 | 1.07 | 1.104
| 11015 | Networked Lighting Controls | LLLC - w/ Local/Cloud Server - ≥150W - No Existing Controls | LLLC - w/ Local/Cloud Server - ≥150W - No Existing Controls | LLLC - w/ Local/Cloud Server - ≥150W - No Existing Controls | CEF2-CI-LIG-LIGCTRL | L-186 | Prescriptive | Lighting Controls | Interior | Fixture | 60 |  | Luminaire-level lighting controls (LLLC) - Networked & Commissioned | No lighting controls | 8 | Wall-Mount Occupancy Sensor (watts controlled) | 425 | No Control | 15 | Deemed | 150 | 8 |  | 0.66 | 0.66 | 0.66 | 1.054 | 1.07 | 1.104
| 11036 | Networked Lighting Controls | LLLC - No Server - 20W-149W - No Existing Controls | LLLC - No Server - 20W-149W - No Existing Controls | LLLC - No Server - 20W-149W - No Existing Controls | CEF2-CI-LIG-LIGCTRL |  | Prescriptive | Lighting Controls | Interior | Fixture | 30 |  | Luminaire-level lighting controls (LLLC) - Networked & Commissioned | No lighting controls | 8 |  |  |  | 15 |  | 20 | 8 |  | 0.66 | 0.66 | 0.66 | 1.054 | 1.07 | 1.104
| 11037 | Networked Lighting Controls | LLLC - No Server - ≥150W - No Existing Controls | LLLC - No Server - ≥150W - No Existing Controls | LLLC - No Server - ≥150W - No Existing Controls | CEF2-CI-LIG-LIGCTRL |  | Prescriptive | Lighting Controls | Interior | Fixture | 60 |  | Luminaire-level lighting controls (LLLC) - Networked & Commissioned | No lighting controls | 8 |  |  |  | 15 |  | 150 | 8 |  | 0.66 | 0.66 | 0.66 | 1.054 | 1.07 | 1.104
| 11038 | Networked Lighting Controls | NLC System - Existing Occ Sensor | NLC System - Existing Occ Sensor | NLC System - Existing Occ Sensor | CEF2-CI-LIG-LIGCTRL | L-183,L-184,L-185 | Prescriptive | Lighting Controls | Interior | Watt | 0.6 |  | Networked lighting controls (NLC) | Occupancy sensors | 8 |  |  |  | 10 |  | 0 | 8 |  | 0.66 | 0.66 | 0.66 | 1.054 | 1.07 | 1.104
| 11039 | Networked Lighting Controls | NLC System - Existing Daylight Controls | NLC System - Existing Daylight Controls | NLC System - Existing Daylight Controls | CEF2-CI-LIG-LIGCTRL | L-183,L-184,L-185 | Prescriptive | Lighting Controls | Interior | Watt | 0.6 |  | Luminaire-level lighting controls (LLLC) - Networked & Commissioned | Daylight dimming | 8 |  |  |  | 10 |  | 0 | 8 |  | 0.66 | 0.66 | 0.66 | 1.054 | 1.07 | 1.104
| 11040 | Networked Lighting Controls | LLLC - w/ Local/Cloud Server - 20W-149W - Existing Occ Sensor | LLLC - w/ Local/Cloud Server - 20W-149W - Existing Occ Sensor | LLLC - w/ Local/Cloud Server - 20W-149W - Existing Occ Sensor | CEF2-CI-LIG-LIGCTRL | L-187 | Prescriptive | Lighting Controls | Interior | Fixture | 30 |  | Luminaire-level lighting controls (LLLC) - Networked & Commissioned | Occupancy sensors | 8 |  |  |  | 11 |  | 20 | 8 |  | 0.66 | 0.66 | 0.66 | 1.054 | 1.07 | 1.104
| 11041 | Networked Lighting Controls | LLLC - w/ Local/Cloud Server - ≥150W - Existing Daylight Controls | LLLC - w/ Local/Cloud Server - ≥150W - Existing Daylight Controls | LLLC - w/ Local/Cloud Server - ≥150W - Existing Daylight Controls | CEF2-CI-LIG-LIGCTRL | L-186 | Prescriptive | Lighting Controls | Interior | Fixture | 60 |  | Luminaire-level lighting controls (LLLC) - Networked & Commissioned | Daylight dimming | 8 |  |  |  | 12 |  | 150 | 8 |  | 0.66 | 0.66 | 0.66 | 1.054 | 1.07 | 1.104
| 11042 | Networked Lighting Controls | LLLC - No Server - 20W-149W - Existing Occ Sensor | LLLC - No Server - 20W-149W - Existing Occ Sensor | LLLC - No Server - 20W-149W - Existing Occ Sensor | CEF2-CI-LIG-LIGCTRL | L-185 | Prescriptive | Lighting Controls | Interior | Fixture | 30 |  | Luminaire-level lighting controls (LLLC) - Networked & Commissioned | Occupancy sensors | 8 |  |  |  | 13 |  | 20 | 8 |  | 0.66 | 0.66 | 0.66 | 1.054 | 1.07 | 1.104
| 11043 | Networked Lighting Controls | LLLC - No Server - ≥150W - Existing Daylight Controls | LLLC - No Server - ≥150W - Existing Daylight Controls | LLLC - No Server - ≥150W - Existing Daylight Controls | CEF2-CI-LIG-LIGCTRL | L-184 | Prescriptive | Lighting Controls | Interior | Fixture | 60 |  | Luminaire-level lighting controls (LLLC) - Networked & Commissioned | Daylight dimming | 8 |  |  |  | 14 |  | 150 | 8 |  | 0.66 | 0.66 | 0.66 | 1.054 | 1.07 | 1.104
| 11044 | Standalone Controls | Exterior Lighting Fixture W/Integrated Controls - 20W To 149W Controlled | Exterior Lighting Fixture W/Integrated Controls - 20W To 149W Controlled | Exterior Lighting Fixture W/Integrated Controls - 20W To 149W Controlled | CEF2-CI-LIG-LIGCTRL |  | Prescriptive | Lighting Controls | Exterior | Fixture | 35 |  | Exterior Lighting Controls - Fixture with Integrated Controls | No lighting controls | 8 |  |  |  | 15 |  | 20 | 8 |  | 0.9 | 0.9 | 0.9 | 1.054 | 1.07 | 1.104
| 11045 | Standalone Controls | Exterior Lighting Fixture W/Integrated Controls - ≥150W Controlled | Exterior Lighting Fixture W/Integrated Controls - ≥150W Controlled | Exterior Lighting Fixture W/Integrated Controls - ≥150W Controlled | CEF2-CI-LIG-LIGCTRL |  | Prescriptive | Lighting Controls | Exterior | Fixture | 55 |  | Exterior Lighting Controls - Fixture with Integrated Controls | No lighting controls | 8 |  |  |  | 15 |  | 150 | 8 |  | 0.9 | 0.9 | 0.9 | 1.054 | 1.07 | 1.104
| 11220 | Standalone Controls | Interior Occ/Vac Sensor – Remote Mounted - Cooler | Interior Occ/Vac Sensor – Remote Mounted - Cooler | Interior Occ/Vac Sensor – Remote Mounted - Cooler | CEF2-CI-REFR-RCLOS |  | Prescriptive | Lighting Controls | Interior | Fixture | 40 |  | Refrigerator and Cooler | No lighting controls | 8 |  |  |  | 5 |  | 0 | 8 | 2.66 | 0.93 | 0.93 | 0.93 | 1.054 | 1.07 | 1.104
| 11221 | Standalone Controls | Interior Occ/Vac Sensor – Wall Mounted - Cooler | Interior Occ/Vac Sensor – Wall Mounted - Cooler | Interior Occ/Vac Sensor – Wall Mounted - Cooler | CEF2-CI-REFR-RCLOS |  | Prescriptive | Lighting Controls | Interior | Fixture | 35 |  | Refrigerator and Cooler | No lighting controls | 8 |  |  |  | 6 |  | 0 | 8 | 2.66 | 0.93 | 0.93 | 0.93 | 1.054 | 1.07 | 1.104
| 11222 | Standalone Controls | Interior Occ/Vac Sensor – Integrated - Cooler | Interior Occ/Vac Sensor – Integrated - Cooler | Interior Occ/Vac Sensor – Integrated - Cooler | CEF2-CI-REFR-RCLOS |  | Prescriptive | Lighting Controls | Interior | Fixture | 40 |  | Refrigerator and Cooler | No lighting controls | 8 |  |  |  | 7 |  | 0 | 8 | 2.66 | 0.93 | 0.93 | 0.93 | 1.054 | 1.07 | 1.104
| 11223 | Standalone Controls | Interior Occ Dimming Control - Integrated - Cooler | Interior Occ Dimming Control - Integrated - Cooler | Interior Occ Dimming Control - Integrated - Cooler | CEF2-CI-REFR-RCLOS |  | Prescriptive | Lighting Controls | Interior | Fixture | 25 |  | Refrigerator and Cooler | No lighting controls | 8 |  |  |  | 8 |  | 0 | 8 | 2.66 | 0.93 | 0.93 | 0.93 | 1.054 | 1.07 | 1.104
| 11225 | Standalone Controls | Interior Occ/Vac Sensor – Remote Mounted - Freezer | Interior Occ/Vac Sensor – Remote Mounted - Freezer | Interior Occ/Vac Sensor – Remote Mounted - Freezer | CEF2-CI-REFR-RCLOS |  | Prescriptive | Lighting Controls | Interior | Fixture | 40 |  | Freezer | No lighting controls | 8 |  |  |  | 5 |  | 0 | 8 | 2.66 | 0.93 | 0.93 | 0.93 | 1.054 | 1.07 | 1.104
| 11226 | Standalone Controls | Interior Occ/Vac Sensor – Wall Mounted - Freezer | Interior Occ/Vac Sensor – Wall Mounted - Freezer | Interior Occ/Vac Sensor – Wall Mounted - Freezer | CEF2-CI-REFR-RCLOS |  | Prescriptive | Lighting Controls | Interior | Fixture | 35 |  | Freezer | No lighting controls | 8 |  |  |  | 6 |  | 0 | 8 | 2.66 | 0.93 | 0.93 | 0.93 | 1.054 | 1.07 | 1.104
| 11227 | Standalone Controls | Interior Occ/Vac Sensor – Integrated - Freezer | Interior Occ/Vac Sensor – Integrated - Freezer | Interior Occ/Vac Sensor – Integrated - Freezer | CEF2-CI-REFR-RCLOS |  | Prescriptive | Lighting Controls | Interior | Fixture | 40 |  | Freezer | No lighting controls | 8 |  |  |  | 7 |  | 0 | 8 | 2.66 | 0.93 | 0.93 | 0.93 | 1.054 | 1.07 | 1.104
| 11228 | Standalone Controls | Interior Occ Dimming Control - Integrated - Freezer | Interior Occ Dimming Control - Integrated - Freezer | Interior Occ Dimming Control - Integrated - Freezer | CEF2-CI-REFR-RCLOS |  | Prescriptive | Lighting Controls | Interior | Fixture | 25 |  | Freezer | No lighting controls | 8 |  |  |  | 8 |  | 0 | 8 | 2.66 | 0.93 | 0.93 | 0.93 | 1.054 | 1.07 | 1.104
HVAC
Category Dropdown | Measure Number | Category | Sub-Category | Measure Lookup | Measure Lookup2 | eTRM Measure Code | Utility Working Group ID | EquipmentType2 | NJ TRM 2024 Measure Mapping | DNV Ref # | DNV Measure Name | End Use | Incentive Unit | Current Incentive | Quantity Unit | Secondary Unit (top) | Measure Life (Years) | Efficient Definition | Measure Efficiency Value | eTrack Existing Equipment Type | eTrack Existing Equipment Type2 | Baseline Definition | Baseline Efficiency Value | Min Tons | Max Tons | EFLHcool | EFLHheat | Baseline Definition 2 | Baseline Efficiency Value 2 | Other Eff Unit | Other Base Value | Calc Type | CF | Energy Savings Factor | Hours | Secondary Unit (bottom) | (CFM/watt)_baseline | (lbf/kW)_baseline | FVFD_ee | NJ TRMBuildingType | TRMBuildingType | PSEG Criteria - Def1 Unit | PSEG Criteria - Def1 Value | PSEG Criteria - Def2 Unit | PSEG Criteria - Def2 Value | PSEG Criteria - Def3 Unit | PSEG Criteria - Def3 Value | Tier/Fuel Type | eTRM Equipment Type | EUL | RUL | ntgValue_2025 | ntgValue_2026 | ntgValue_2027 | rr_kwh | rr_kw | rr_therms | PDF | Measure Lookup3
Air Cooled HVAC - Single Package - Tier 1 | 12001 | Air Cooled HVAC - Single Package - Tier 1 | ≤20 tons | Air Cooled HVAC - Single Package - Tier 1≤5.4 tons | Air Cooled HVAC - Single Package - Tier 1≤20 tons | CEF2-CI-HVAC-ACMAP | HVAC-2 | Unknown |  | H-E-1081 | Air Cooled - Unitary HVAC ≤ 5.4 tons Single Package - Tier 1 | HVAC | Tons | 300 | ACs | Tons | 15 |  |  | Central Air Conditioner | Central Air Conditioner | SEER2 | 13.4 | 0.01 | 20 | Missing Project Inputs | Missing Project Inputs | N/A | N/A | EER2 | 10.8 | HVAC1 | 0.5 |  |  | N/A |  |  |  |  | #N/A | SEER2 | 15.2 | EER2 | 10.81 | N/A | N/A | Tier 1 | Central Air Conditioner | 15 | 5 | 0.93 | 0.93 | 0.93 | 1.054 | 1.07 | 1.104 | 0 | Air Cooled HVAC - Single Package - Tier 1≤5.4 tons≤20 tons
Air Cooled HVAC - Single Package - Tier 2 | 12004 | Air Cooled HVAC - Single Package - Tier 1 | ≤20 tons | Air Cooled HVAC - Single Package - Tier 1>11.25 and ≤20 tons | Air Cooled HVAC - Single Package - Tier 1≤20 tons | CEF2-CI-HVAC-ACMAP | HVAC-13 | Unknown |  | H-E-1077 | Air Cooled - Unitary HVAC > 5.4 and ≤ 11.25 tons Split and Single Package - Tier 1 | HVAC | Tons | 300 | ACs | Tons | 15 |  |  | Central Air Conditioner | Central Air Conditioner | IEER | 14 | 0.01 | 20 | Missing Project Inputs | Missing Project Inputs | N/A | N/A | EER | 10.8 | HVAC1 | 0.5 |  |  | N/A |  |  |  |  | #N/A | IEER | 14.01 | EER | 10.81 | N/A | N/A | Tier 1 | Central Air Conditioner | 15 | 5 | 0.93 | 0.93 | 0.93 | 1.054 | 1.07 | 1.104 | 0 | Air Cooled HVAC - Single Package - Tier 1>11.25 and ≤20 tons≤20 tons
Air Cooled HVAC - Split System - Tier 1 | 12003 | Air Cooled HVAC - Single Package - Tier 1 | ≤20 tons | Air Cooled HVAC - Single Package - Tier 1>5.4 and ≤11.25 tons | Air Cooled HVAC - Single Package - Tier 1≤20 tons | CEF2-CI-HVAC-ACMAP | HVAC-11 | Unknown |  | H-E-1079 | Air Cooled - Unitary HVAC > 5.4 and ≤ 11.25 tons Split and Single Package - Tier 1 | HVAC | Tons | 300 | ACs | Tons | 15 |  |  | Central Air Conditioner | Central Air Conditioner | IEER | 14.6 | 0.01 | 20 | Missing Project Inputs | Missing Project Inputs | N/A | N/A | EER | 11 | HVAC1 | 0.5 |  |  | N/A |  |  |  |  | #N/A | IEER | 14.61 | EER | 11.01 | N/A | N/A | Tier 1 | Central Air Conditioner | 15 | 5 | 0.93 | 0.93 | 0.93 | 1.054 | 1.07 | 1.104 | 0 | Air Cooled HVAC - Single Package - Tier 1>5.4 and ≤11.25 tons≤20 tons
Air Cooled HVAC - Split System - Tier 2 | 12002 | Air Cooled HVAC - Single Package - Tier 2 | ≤5.4 tons | Air Cooled HVAC - Single Package - Tier 2≤5.4 tons | Air Cooled HVAC - Single Package - Tier 2≤5.4 tons | CEF2-CI-HVAC-ACMAP | HVAC-5 | Unknown |  | H-E-1082 | Air Cooled - Unitary HVAC ≤ 5.4 tons Single Package - Tier 2 | HVAC | Tons | 300 | ACs | Tons | 15 |  |  | Central Air Conditioner | Central Air Conditioner | SEER2 | 13.4 | 0.01 | 5.4 | Missing Project Inputs | Missing Project Inputs | N/A | N/A | EER2 | 10.8 | HVAC1 | 0.5 |  |  | N/A |  |  |  |  | #N/A | SEER2 | 17 | EER2 | 10.81 | N/A | N/A | Tier 2 | Central Air Conditioner | 15 | 5 | 0.93 | 0.93 | 0.93 | 1.054 | 1.07 | 1.104 | 0 | Air Cooled HVAC - Single Package - Tier 2≤5.4 tons≤5.4 tons
ASHP - Single Package - Tier 1 | 12004 | Air Cooled HVAC - Split System - Tier 1 | ≤20 tons | Air Cooled HVAC - Split System - Tier 1>11.25 and ≤20 tons | Air Cooled HVAC - Split System - Tier 1≤20 tons | CEF2-CI-HVAC-ACMAP | HVAC-13 | Unknown |  | H-E-1077 | Air Cooled - Unitary HVAC > 5.4 and ≤ 11.25 tons Split and Single Package - Tier 1 | HVAC | Tons | 300 | ACs | Tons | 15 |  |  | Central Air Conditioner | Central Air Conditioner | IEER | 14 | 0.01 | 20 | Missing Project Inputs | Missing Project Inputs | N/A | N/A | EER | 10.8 | HVAC1 | 0.5 |  |  | N/A |  |  |  |  | #N/A | IEER | 14.01 | EER | 10.81 | N/A | N/A | Tier 1 | Central Air Conditioner | 15 | 5 | 0.93 | 0.93 | 0.93 | 1.054 | 1.07 | 1.104 | 0 | Air Cooled HVAC - Split System - Tier 1>11.25 and ≤20 tons≤20 tons
ASHP - Single Package - Tier 2 | 12003 | Air Cooled HVAC - Split System - Tier 1 | ≤20 tons | Air Cooled HVAC - Split System - Tier 1>5.4 and ≤11.25 tons | Air Cooled HVAC - Split System - Tier 1≤20 tons | CEF2-CI-HVAC-ACMAP | HVAC-11 | Unknown |  | H-E-1079 | Air Cooled - Unitary HVAC > 5.4 and ≤ 11.25 tons Split and Single Package - Tier 1 | HVAC | Tons | 300 | ACs | Tons | 15 |  |  | Central Air Conditioner | Central Air Conditioner | IEER | 14.6 | 0.01 | 20 | Missing Project Inputs | Missing Project Inputs | N/A | N/A | EER | 11 | HVAC1 | 0.5 |  |  | N/A |  |  |  |  | #N/A | IEER | 14.61 | EER | 11.01 | N/A | N/A | Tier 1 | Central Air Conditioner | 15 | 5 | 0.93 | 0.93 | 0.93 | 1.054 | 1.07 | 1.104 | 0 | Air Cooled HVAC - Split System - Tier 1>5.4 and ≤11.25 tons≤20 tons
ASHP - Split System - Tier 1 | 12009 | Air Cooled HVAC - Split System - Tier 1 | ≤20 tons | Air Cooled HVAC - Split System - Tier 1≤5.4 tons | Air Cooled HVAC - Split System - Tier 1≤20 tons | CEF2-CI-HVAC-ACMAP | HVAC-3 | Unknown |  | H-E-1083 | Air Cooled - Unitary HVAC ≤ 5.4 tons Split System - Tier 1 | HVAC | Tons | 300 | ACs | Tons | 15 |  |  | Central Air Conditioner | Central Air Conditioner | SEER2 | 13.4 | 0.01 | 20 | Missing Project Inputs | Missing Project Inputs | N/A | N/A | EER2 | 10.8 | HVAC1 | 0.5 |  |  | N/A |  |  |  |  | #N/A | SEER2 | 15.2 | EER2 | 10.81 | N/A | N/A | Tier 1 | Central Air Conditioner | 15 | 5 | 0.93 | 0.93 | 0.93 | 1.054 | 1.07 | 1.104 | 0 | Air Cooled HVAC - Split System - Tier 1≤5.4 tons≤20 tons
ASHP - Split System - Tier 2 | 12010 | Air Cooled HVAC - Split System - Tier 2 | ≤5.4 tons | Air Cooled HVAC - Split System - Tier 2≤5.4 tons | Air Cooled HVAC - Split System - Tier 2≤5.4 tons | CEF2-CI-HVAC-ACMAP | HVAC-6 | Unknown |  | H-E-1084 | Air Cooled - Unitary HVAC ≤ 5.4 tons Split System - Tier 2 | HVAC | Tons | 300 | ACs | Tons | 15 |  |  | Central Air Conditioner | Central Air Conditioner | SEER2 | 13.4 | 0.01 | 5.4 | Missing Project Inputs | Missing Project Inputs | N/A | N/A | EER2 | 10.8 | HVAC1 | 0.5 |  |  | N/A |  |  |  |  | #N/A | SEER2 | 17 | EER2 | 10.81 | N/A | N/A | Tier 2 | Central Air Conditioner | 15 | 5 | 0.93 | 0.93 | 0.93 | 1.054 | 1.07 | 1.104 | 0 | Air Cooled HVAC - Split System - Tier 2≤5.4 tons≤5.4 tons
Central DX Air Conditioner | 12011 | ASHP - Single Package - Tier 1 | Whole Displacement | ASHP - Single Package - Tier 1≤5.4 tons | ASHP - Single Package - Tier 1Whole Displacement | CEF2-CI-HVAC-ASHPM | HVAC-7 | Whole Displacement | Mini-split heat pump, ASHP (Cooling Capacity < 65 kBtu/h) | H-E-1017 | Air Source Heat Pump ≤ 5.4 tons Single Package - Tier 1 | HVAC | Tons | 175 | Heat Pumps | Tons | 15 |  |  | Air Source Heat Pump Packaged | Air Source Heat Pump Packaged | SEER2 | 13.4 | 0.01 | 20 | Missing Project Inputs | Missing Project Inputs | HSPF2 | 6.7 | EER2 | 10.8 | HVAC2 | 0.5 |  |  | Heating (kBTU/hr) |  |  |  |  | #N/A | SEER2 | 15.2 | EER2 | 12.4 | HSPF2 | 8.4 | Tier 1 | Air Source Heat Pump, Single Package | 15 | 5 | 0.8 | 0.8 | 0.8 | 1.054 | 1.07 | 1.104 | 0 | ASHP - Single Package - Tier 1≤5.4 tonsWhole Displacement
Dual Enthalpy Economizer | 12014 | ASHP - Single Package - Tier 1 | Whole Displacement | ASHP - Single Package - Tier 1>11.25 and ≤20 tons | ASHP - Single Package - Tier 1Whole Displacement | CEF2-CI-HVAC-ASHPM | HVAC-17 | Whole Displacement | ASHP (Cooling Capacity > 65 kBtu/h & IEER Available) | H-E-1011 | Air Source Heat Pump > 11.25 and ≤ 20 tons Split and Single Package - Tier 1 | HVAC | Tons | 300 | Heat Pumps | Tons | 15 |  |  | Air Source Heat Pump Packaged | Air Source Heat Pump Packaged | IEER | 13.3 | 0.01 | 20 | Missing Project Inputs | Missing Project Inputs | COP | 3.2 | EER | 10.4 | HVAC2 | 0.5 |  |  | Heating (kBTU/hr) |  |  |  |  | #N/A | IEER | 13.31 | EER | 10.41 | COP | 3.3 | Tier 1 | Air Source Heat Pump, Single Package or Split System | 15 | 5 | 0.8 | 0.8 | 0.8 | 1.054 | 1.07 | 1.104 | 0 | ASHP - Single Package - Tier 1>11.25 and ≤20 tonsWhole Displacement
Ductless Mini Split Air Conditioner | 12013 | ASHP - Single Package - Tier 1 | Whole Displacement | ASHP - Single Package - Tier 1>5.4 and ≤11.25 tons | ASHP - Single Package - Tier 1Whole Displacement | CEF2-CI-HVAC-ASHPM | HVAC-15 | Whole Displacement | ASHP (Cooling Capacity > 65 kBtu/h & IEER Available) | H-E-1015 | Air Source Heat Pump > 5.4 and ≤ 11.25 tons Split and Single Package - Tier 1 | HVAC | Tons | 300 | Heat Pumps | Tons | 15 |  |  | Air Source Heat Pump Packaged | Air Source Heat Pump Packaged | IEER | 13.9 | 0.01 | 20 | Missing Project Inputs | Missing Project Inputs | COP | 3.4 | EER | 10.8 | HVAC2 | 0.5 |  |  | Heating (kBTU/hr) |  |  |  |  | #N/A | IEER | 13.91 | EER | 10.81 | COP | 3.41 | Tier 1 | Air Source Heat Pump, Single Package or Split System | 15 | 5 | 0.8 | 0.8 | 0.8 | 1.054 | 1.07 | 1.104 | 0 | ASHP - Single Package - Tier 1>5.4 and ≤11.25 tonsWhole Displacement
Ductless Mini Split Heat Pump | 12012 | ASHP - Single Package - Tier 2 | Whole Displacement | ASHP - Single Package - Tier 2≤5.4 tons | ASHP - Single Package - Tier 2Whole Displacement | CEF2-CI-HVAC-ASHPM | HVAC-9 | Whole Displacement | Mini-split heat pump, ASHP (Cooling Capacity < 65 kBtu/h) | H-E-1018 | Air Source Heat Pump ≤ 5.4 tons Single Package - Tier 2 | HVAC | Tons | 300 | Heat Pumps | Tons | 15 |  |  | Air Source Heat Pump Packaged | Air Source Heat Pump Packaged | SEER2 | 13.4 | 0.01 | 5.4 | Missing Project Inputs | Missing Project Inputs | HSPF2 | 6.7 | EER2 | 10.8 | HVAC2 | 0.5 |  |  | Heating (kBTU/hr) |  |  |  |  | #N/A | SEER2 | 17 | EER2 | 12.3 | HSPF2 | 8.4 | Tier 2 | Air Source Heat Pump, Single Package | 15 | 5 | 0.8 | 0.8 | 0.8 | 1.054 | 1.07 | 1.104 | 0 | ASHP - Single Package - Tier 2≤5.4 tonsWhole Displacement
Evaporatively-Cooled Air Conditioner | 12014 | ASHP - Split System - Tier 1 | Whole Displacement | ASHP - Split System - Tier 1>11.25 and ≤20 tons | ASHP - Split System - Tier 1Whole Displacement | CEF2-CI-HVAC-ASHPM | HVAC-17 | Whole Displacement | ASHP (Cooling Capacity > 65 kBtu/h & IEER Available) | H-E-1011 | Air Source Heat Pump > 11.25 and ≤ 20 tons Split and Single Package - Tier 1 | HVAC | Tons | 300 | Heat Pumps | Tons | 15 |  |  | Air Source Heat Pump Split | Air Source Heat Pump Split | IEER | 13.3 | 0.01 | 20 | Missing Project Inputs | Missing Project Inputs | COP | 3.2 | EER | 10.4 | HVAC2 | 0.5 |  |  | Heating (kBTU/hr) |  |  |  |  | #N/A | IEER | 13.31 | EER | 10.41 | COP | 3.3 | Tier 1 | Air Source Heat Pump, Split System | 15 | 5 | 0.8 | 0.8 | 0.8 | 1.054 | 1.07 | 1.104 | 0 | ASHP - Split System - Tier 1>11.25 and ≤20 tonsWhole Displacement
Ground Source Heat Pump - Tier 1 | 12013 | ASHP - Split System - Tier 1 | Whole Displacement | ASHP - Split System - Tier 1>5.4 and ≤11.25 tons | ASHP - Split System - Tier 1Whole Displacement | CEF2-CI-HVAC-ASHPM | HVAC-15 | Whole Displacement | ASHP (Cooling Capacity > 65 kBtu/h & IEER Available) | H-E-1015 | Air Source Heat Pump > 5.4 and ≤ 11.25 tons Split and Single Package - Tier 1 | HVAC | Tons | 300 | Heat Pumps | Tons | 15 |  |  | Air Source Heat Pump Split | Air Source Heat Pump Split | IEER | 13.9 | 0.01 | 20 | Missing Project Inputs | Missing Project Inputs | COP | 3.4 | EER | 10.8 | HVAC2 | 0.5 |  |  | Heating (kBTU/hr) |  |  |  |  | #N/A | IEER | 13.91 | EER | 10.81 | COP | 3.41 | Tier 1 | Air Source Heat Pump, Split System | 15 | 5 | 0.8 | 0.8 | 0.8 | 1.054 | 1.07 | 1.104 | 0 | ASHP - Split System - Tier 1>5.4 and ≤11.25 tonsWhole Displacement
Ground Source Heat Pump - Tier 2 | 12019 | ASHP - Split System - Tier 1 | Whole Displacement | ASHP - Split System - Tier 1≤5.4 tons | ASHP - Split System - Tier 1Whole Displacement | CEF2-CI-HVAC-ASHPM | HVAC-8 | Whole Displacement | Mini-split heat pump, ASHP (Cooling Capacity < 65 kBtu/h) | H-E-1019 | Air Source Heat Pump ≤ 5.4 tons Split System - Tier 1 | HVAC | Tons | 175 | Heat Pumps | Tons | 15 |  |  | Air Source Heat Pump Split | Air Source Heat Pump Split | SEER2 | 14.3 | 0.01 | 20 | Missing Project Inputs | Missing Project Inputs | HSPF2 | 7.5 | EER2 | 11.5 | HVAC2 | 0.5 |  |  | Heating (kBTU/hr) |  |  |  |  | #N/A | SEER2 | 15.2 | EER2 | 12.4 | HSPF2 | 8.4 | Tier 1 | Air Source Heat Pump, Split System | 15 | 5 | 0.8 | 0.8 | 0.8 | 1.054 | 1.07 | 1.104 | 0 | ASHP - Split System - Tier 1≤5.4 tonsWhole Displacement
Ground Water Source Heat Pump - Tier 1 | 12020 | ASHP - Split System - Tier 2 | Whole Displacement | ASHP - Split System - Tier 2≤5.4 tons | ASHP - Split System - Tier 2Whole Displacement | CEF2-CI-HVAC-ASHPM | HVAC-10 | Whole Displacement | Mini-split heat pump, ASHP (Cooling Capacity < 65 kBtu/h) | H-E-1020 | Air Source Heat Pump ≤ 5.4 tons Split System - Tier 2 | HVAC | Tons | 300 | Heat Pumps | Tons | 15 |  |  | Air Source Heat Pump Split | Air Source Heat Pump Split | SEER2 | 14.3 | 0.01 | 5.4 | Missing Project Inputs | Missing Project Inputs | HSPF2 | 7.5 | EER2 | 11.5 | HVAC2 | 0.5 |  |  | Heating (kBTU/hr) |  |  |  |  | #N/A | SEER2 | 17 | EER2 | 12.3 | HSPF2 | 8.4 | Tier 2 | Air Source Heat Pump, Split System | 15 | 5 | 0.8 | 0.8 | 0.8 | 1.054 | 1.07 | 1.104 | 0 | ASHP - Split System - Tier 2≤5.4 tonsWhole Displacement
Ground Water Source Heat Pump - Tier 2 | 12298 | Central DX Air Conditioner | >20 and ≤63.33 tons | Central DX Air Conditioner>20 and ≤63.33 tons | Central DX Air Conditioner>20 and ≤63.33 tons | CEF2-CI-HVAC-ACMAP | HVAC-33 | Unknown |  | H-E-1024 | Central DX Air Conditioner - Tier 1>20 and ≤63.33 tons | HVAC | Tons | 200 | ACs | Tons | 15 |  |  | Central Air Conditioner | Central Air Conditioner | IEER | 13 | 20 | 63.33 | Missing Project Inputs | Missing Project Inputs | N/A | N/A | EER | 9.8 | HVAC1 | 0.5 |  |  | N/A |  |  |  |  | #N/A | IEER | 13.01 | EER | 9.81 | N/A | N/A | Tier 1 | Central Air Conditioner | 15 | 5 | 0.93 | 0.93 | 0.93 | 1.054 | 1.07 | 1.104 | 0 | Central DX Air Conditioner>20 and ≤63.33 tons>20 and ≤63.33 tons
High Speed Fan (Circulation) | 12021 | Central DX Air Conditioner | >63 Tons | Central DX Air Conditioner>63 Tons | Central DX Air Conditioner>63 Tons | CEF2-CI-HVAC-ACMAP | HVAC-33 | Unknown |  | H-E-1024 | Central DX Air Conditioner, > 63 Tons, Tier 1 | HVAC | Tons | 200 | ACs | Tons | 15 |  |  | Central Air Conditioner | Central Air Conditioner | IEER | 12.3 | 63.01 | 999999 | Missing Project Inputs | Missing Project Inputs | N/A | N/A | EER | 9.5 | HVAC1 | 0.5 |  |  | N/A |  |  |  |  | #N/A | IEER | 12.31 | EER | 9.51 | N/A | N/A | Tier 1 | Central Air Conditioner | 15 | 5 | 0.93 | 0.93 | 0.93 | 1.054 | 1.07 | 1.104 | 0 | Central DX Air Conditioner>63 Tons>63 Tons
High Speed Fan (Exhaust/Ventilation) | 12024 | Dual Enthalpy Economizer | All Sizes | Dual Enthalpy Economizer>5 tons | Dual Enthalpy EconomizerAll Sizes | CEF2-CI-HVAC-EC | HVAC-93 |  |  | H-E-1125 | Dual Enthalpy Economizer > 5 tons | HVAC | Controls | 350 | Controls | Tons | 10 |  |  |  |  | N/A | N/A | 0.01 | 999999 |  |  | N/A | N/A | N/A | N/A | DEE | 0 | Missing Project Inputs |  | N/A | [5 empty] | N/A | N/A | 0 |  | N/A | N/A |  |  | 10 |  | 0.86 | 0.86 | 0.86 | 1.054 | 1.07 | 1.104 | 0 | Dual Enthalpy Economizer>5 tonsAll Sizes
High Volume Low Speed Fan | 12023 | Dual Enthalpy Economizer | All Sizes | Dual Enthalpy Economizer≤5 tons | Dual Enthalpy EconomizerAll Sizes | CEF2-CI-HVAC-EC | HVAC-92 |  |  | H-E-1029 | Dual Enthalpy Economizer < 5 tons | HVAC | Controls | 350 | Controls | Tons | 10 |  |  |  |  | N/A | N/A | 0.01 | 999999 |  |  | N/A | N/A | N/A | N/A | DEE | 0 | Missing Project Inputs |  | N/A | [5 empty] | N/A | N/A | 0 |  | N/A | N/A |  |  | 10 |  | 0.86 | 0.86 | 0.86 | 1.054 | 1.07 | 1.104 | 0 | Dual Enthalpy Economizer≤5 tonsAll Sizes
High Volume Low Speed Fans (Destratification) | 12025 | Ductless Mini Split Air Conditioner | All Sizes | Ductless Mini Split Air ConditionerAll Sizes | Ductless Mini Split Air ConditionerAll Sizes | CEF2-CI-HVAC-ACMAP | HVAC-45 | Unknown |  | H-E-1268 | Ductless, Mini Split Air Conditioners or Heat Pumps - All Sizes | HVAC | Tons | 250 | ACs | Tons | 15 |  |  | Mini-Split Air Conditioner | Mini-Split Air Conditioner | SEER2 | 13.4 | 0.01 | 999999 | Missing Project Inputs | Missing Project Inputs | N/A | N/A | EER2 | 10.8 | HVAC1 | 0.5 |  |  | N/A |  |  |  |  | #N/A | SEER2 | 15.2 | EER2 | 10.81 | N/A | N/A |  | Mini-Split Air Conditioner | 15 | 5 | 0.8 | 0.8 | 0.8 | 1.054 | 1.07 | 1.104 | 0 | Ductless Mini Split Air ConditionerAll SizesAll Sizes
PTAC | 12026 | Ductless Mini Split Heat Pump | Whole Displacement | Ductless Mini Split Heat PumpWhole Displacement | Ductless Mini Split Heat PumpWhole Displacement | CEF2-CI-HVAC-ASHPM | HVAC-45 | Whole Displacement | Mini-split heat pump, ASHP (Cooling Capacity < 65 kBtu/h) | H-E-1268 | Ductless, Mini Split Air Conditioners or Heat Pumps - All Sizes | HVAC | Tons | 250 | Heat Pumps | Tons | 15 |  |  | Mini-Split Heat Pump | Mini-Split Heat Pump | SEER2 | 14.3 | 0.01 | 999999 | Missing Project Inputs | Missing Project Inputs | HSPF2 | 7.5 | EER2 | 11.5 | HVAC2 | 0.5 |  |  | Heating (kBTU/hr) |  |  |  |  | #N/A | SEER2 | 15.2 | EER2 | 12.4 | HSPF2 | 8.4 |  | Ductless Mini Split Heat Pump | 15 | 5 | 0.8 | 0.8 | 0.8 | 1.054 | 1.07 | 1.104 | 0 | Ductless Mini Split Heat PumpWhole DisplacementWhole Displacement
PTHP | 12350 | Evaporatively-Cooled Air Conditioner | ≥11.25 and ≤63.33 tons | Evaporatively-Cooled Air Conditioner≥11.25 and <20 tons | Evaporatively-Cooled Air Conditioner≥11.25 and ≤63.33 tons | CEF2-CI-HVAC-ACMAP | HVAC-33 | Unknown |  | H-E-1024 | Evaporatively Cooled Air Conditioner | HVAC | Tons | 300 | ACs | Tons | 15 |  |  | Evaporatively Cooled Air Conditioner | Evaporatively Cooled Air Conditioner | IEER | 12 | 11.25 | 63.33 | Missing Project Inputs | Missing Project Inputs | N/A | N/A | EER | 11.8 | HVAC1 | 0.5 |  |  | N/A |  |  |  |  | #N/A | IEER | 12.01 | EER | 11.81 | N/A | N/A | Tier 1 | Evaporatively Cooled Air Conditioner | 15 | 5 | 0.93 | 0.93 | 0.93 | 1.054 | 1.07 | 1.104 | 0 | Evaporatively-Cooled Air Conditioner≥11.25 and <20 tons≥11.25 and ≤63.33 tons
Single Package Vertical AC - Tier 1 | 12351 | Evaporatively-Cooled Air Conditioner | ≥11.25 and ≤63.33 tons | Evaporatively-Cooled Air Conditioner≥20 tons and ≤63.33 tons | Evaporatively-Cooled Air Conditioner≥11.25 and ≤63.33 tons | CEF2-CI-HVAC-ACMAP | HVAC-33 | Unknown |  | H-E-1024 | Evaporatively Cooled Air Conditioner | HVAC | Tons | 300 | ACs | Tons | 15 |  |  | Evaporatively Cooled Air Conditioner | Evaporatively Cooled Air Conditioner | IEER | 11.9 | 11.25 | 63.33 | Missing Project Inputs | Missing Project Inputs | N/A | N/A | EER | 11.7 | HVAC1 | 0.5 |  |  | N/A |  |  |  |  | #N/A | IEER | 11.91 | EER | 11.71 | N/A | N/A | Tier 1 | Evaporatively Cooled Air Conditioner | 15 | 5 | 0.93 | 0.93 | 0.93 | 1.054 | 1.07 | 1.104 | 0 | Evaporatively-Cooled Air Conditioner≥20 tons and ≤63.33 tons≥11.25 and ≤63.33 tons
Single Package Vertical AC - Tier 2 | 12063 | Ground Source Heat Pump - Tier 1 | ≤11.25 Tons | Ground Source Heat Pump - Tier 1≤11.25 Tons | Ground Source Heat Pump - Tier 1≤11.25 Tons | CEF2-CI-HVAC-GWSHP | HVAC-41 |  |  | H-E-1035 | Ground Source Heat Pump, ≤ 11.25 Tons, Tier 1 | HVAC | Tons | 500 | Heat Pumps | Tons | 25 |  |  | Brine-to-air, ground loop | Brine-to-air, ground loop | N/A | N/A | 0.01 | 11.25 | Missing Project Inputs | Missing Project Inputs | COP | 3.2 | EER | 14.1 | HVAC4 | 0.5 |  |  | Heating (kBTU/hr) |  |  |  |  | #N/A |  | N/A | EER | 14.8 | COP | 3.4 |  |  | 25 | 8.33 | 0.8 | 0.8 | 0.8 | 1.054 | 1.07 | 1.104 | 0 | Ground Source Heat Pump - Tier 1≤11.25 Tons≤11.25 Tons
Single Package Vertical HP | 12064 | Ground Source Heat Pump - Tier 2 | ≤11.25 Tons | Ground Source Heat Pump - Tier 2≤11.25 Tons | Ground Source Heat Pump - Tier 2≤11.25 Tons | CEF2-CI-HVAC-GWSHP | HVAC-42 |  |  | H-E-1036 | Ground Source Heat Pump, ≤ 11.25 Tons, Tier 2 | HVAC | Tons | 500 | Heat Pumps | Tons | 25 |  |  | Brine-to-air, ground loop | Brine-to-air, ground loop | N/A | N/A | 0.01 | 11.25 | Missing Project Inputs | Missing Project Inputs | COP | 3.2 | EER | 14.1 | HVAC4 | 0.5 |  |  | Heating (kBTU/hr) |  |  |  |  | #N/A |  | N/A | EER | 15.8 | COP | 3.6 |  |  | 25 | 8.33 | 0.8 | 0.8 | 0.8 | 1.054 | 1.07 | 1.104 | 0 | Ground Source Heat Pump - Tier 2≤11.25 Tons≤11.25 Tons
Water Source Heat Pump - Tier 1 | 12065 | Ground Water Source Heat Pump - Tier 1 | ≤11.25 Tons | Ground Water Source Heat Pump - Tier 1≤11.25 Tons | Ground Water Source Heat Pump - Tier 1≤11.25 Tons | CEF2-CI-HVAC-GWSHP | HVAC-43 |  |  | H-E-1037 | Ground Water Source Heat Pump, ≤ 11.25 Tons, Tier 1 | HVAC | Tons | 500 | Heat Pumps | Tons | 25 |  |  | Brine-to-air, ground loop | Brine-to-air, ground loop | N/A | N/A | 0.01 | 11.25 | Missing Project Inputs | Missing Project Inputs | COP | 3.7 | EER | 18 | HVAC4 | 0.5 |  |  | Heating (kBTU/hr) |  |  |  |  | #N/A |  | N/A | EER | 18.9 | COP | 3.9 |  |  | 25 | 8.33 | 0.8 | 0.8 | 0.8 | 1.054 | 1.07 | 1.104 | 0 | Ground Water Source Heat Pump - Tier 1≤11.25 Tons≤11.25 Tons
Water Source Heat Pump - Tier 2 | 12066 | Ground Water Source Heat Pump - Tier 2 | ≤11.25 Tons | Ground Water Source Heat Pump - Tier 2≤11.25 Tons | Ground Water Source Heat Pump - Tier 2≤11.25 Tons | CEF2-CI-HVAC-GWSHP | HVAC-44 |  |  | H-E-1038 | Ground Water Source Heat Pump, ≤ 11.25 Tons, Tier 2 | HVAC | Tons | 500 | Heat Pumps | Tons | 25 |  |  | Brine-to-air, ground loop | Brine-to-air, ground loop | N/A | N/A | 0.01 | 11.25 | Missing Project Inputs | Missing Project Inputs | COP | 3.7 | EER | 18 | HVAC4 | 0.5 |  |  | Heating (kBTU/hr) |  |  |  |  | #N/A |  | N/A | EER | 20.2 | COP | 4.1 |  |  | 25 | 8.33 | 0.8 | 0.8 | 0.8 | 1.054 | 1.07 | 1.104 | 0 | Ground Water Source Heat Pump - Tier 2≤11.25 Tons≤11.25 Tons
Water-Cooled Air Conditioner | 12067 | High Speed Fan (Circulation) | 24’’ – 35’’ No VFD | High Speed Fan (Circulation)24’’ – 35’’ No VFD | High Speed Fan (Circulation)24’’ – 35’’ No VFD | CI-HVAC-HSF | MISC-32 |  |  | H-E-1113 | High Speed Fan 24’’ – 35’’ | HVAC | Fans | 100 | Fans | Existing Thrust (lbf) | 15 |  |  |  |  | lbf/kW | 10.5 | 0.01 | 999999 |  |  | N/A | N/A | N/A | N/A | HSFC | 1 |  | 4655 | Proposed lbf | 9.4 | 10.5 | 1 |  |  | lbf/kW | 10.5 | N/A | N/A | N/A | N/A |  | Circulating Fans | 15 | 5 | 0.95 | 0.95 | 0.95 | 1.054 | 1.07 | 1.104 | 0 | High Speed Fan (Circulation)24’’ – 35’’ No VFD24’’ – 35’’ No VFD
| 12068 | High Speed Fan (Circulation) | 24’’ – 35’’ VFD (Greenhouse) | High Speed Fan (Circulation)24’’ – 35’’ VFD (Greenhouse) | High Speed Fan (Circulation)24’’ – 35’’ VFD (Greenhouse) | CI-HVAC-HSF | MISC-32 |  |  | H-E-1113 | High Speed Fan 24’’ – 35’’ | HVAC | Fans | 100 | Fans | Existing Thrust (lbf) | 15 |  |  |  |  | lbf/kW | 10.5 | 0.01 | 999999 |  |  | N/A | N/A | N/A | N/A | HSFC | 1 |  | 4655 | Proposed lbf | 9.4 | 10.5 | 0.64 |  | Greenhouse | lbf/kW | 10.5 | N/A | N/A | N/A | N/A |  | Circulating Fans | 15 | 5 | 0.95 | 0.95 | 0.95 | 1.054 | 1.07 | 1.104 | 0 | High Speed Fan (Circulation)24’’ – 35’’ VFD (Greenhouse)24’’ – 35’’ VFD (Greenhouse)
| 12069 | High Speed Fan (Circulation) | 24’’ – 35’’ VFD (Poultry/Livestock) | High Speed Fan (Circulation)24’’ – 35’’ VFD (Poultry/Livestock) | High Speed Fan (Circulation)24’’ – 35’’ VFD (Poultry/Livestock) | CI-HVAC-HSF | MISC-32 |  |  | H-E-1113 | High Speed Fan 24’’ – 35’’ | HVAC | Fans | 100 | Fans | Existing Thrust (lbf) | 15 |  |  |  |  | lbf/kW | 10.5 | 0.01 | 999999 |  |  | N/A | N/A | N/A | N/A | HSFC | 1 |  | 4655 | Proposed lbf | 9.4 | 10.5 | 0.75 |  | Poultry/Livestock | lbf/kW | 10.5 | N/A | N/A | N/A | N/A |  | Circulating Fans | 15 | 5 | 0.95 | 0.95 | 0.95 | 1.054 | 1.07 | 1.104 | 0 | High Speed Fan (Circulation)24’’ – 35’’ VFD (Poultry/Livestock)24’’ – 35’’ VFD (Poultry/Livestock)
| 12070 | High Speed Fan (Circulation) | 36’’ - 47’’ No VFD | High Speed Fan (Circulation)36’’ - 47’’ No VFD | High Speed Fan (Circulation)36’’ - 47’’ No VFD | CI-HVAC-HSF | MISC-33 |  |  | H-E-1114 | High Speed Fan 36’’ - 47’’ | HVAC | Fans | 100 | Fans | Existing Thrust (lbf) | 15 |  |  |  |  | lbf/kW | 12.9 | 0.01 | 999999 |  |  | N/A | N/A | N/A | N/A | HSFC | 1 |  | 4655 | Proposed lbf | 12.2 | 12.9 | 1 |  |  | lbf/kW | 12.9 | N/A | N/A | N/A | N/A |  | Circulating Fans | 15 | 5 | 0.95 | 0.95 | 0.95 | 1.054 | 1.07 | 1.104 | 0 | High Speed Fan (Circulation)36’’ - 47’’ No VFD36’’ - 47’’ No VFD
| 12071 | High Speed Fan (Circulation) | 36’’ - 47’’ VFD (Greenhouse) | High Speed Fan (Circulation)36’’ - 47’’ VFD (Greenhouse) | High Speed Fan (Circulation)36’’ - 47’’ VFD (Greenhouse) | CI-HVAC-HSF | MISC-33 |  |  | H-E-1114 | High Speed Fan 36’’ - 47’’ | HVAC | Fans | 100 | Fans | Existing Thrust (lbf) | 15 |  |  |  |  | lbf/kW | 12.9 | 0.01 | 999999 |  |  | N/A | N/A | N/A | N/A | HSFC | 1 |  | 4655 | Proposed lbf | 12.2 | 12.9 | 0.64 |  | Greenhouse | lbf/kW | 12.9 | N/A | N/A | N/A | N/A |  | Circulating Fans | 15 | 5 | 0.95 | 0.95 | 0.95 | 1.054 | 1.07 | 1.104 | 0 | High Speed Fan (Circulation)36’’ - 47’’ VFD (Greenhouse)36’’ - 47’’ VFD (Greenhouse)
| 12072 | High Speed Fan (Circulation) | 36’’ - 47’’ VFD (Poultry/Livestock) | High Speed Fan (Circulation)36’’ - 47’’ VFD (Poultry/Livestock) | High Speed Fan (Circulation)36’’ - 47’’ VFD (Poultry/Livestock) | CI-HVAC-HSF | MISC-33 |  |  | H-E-1114 | High Speed Fan 36’’ - 47’’ | HVAC | Fans | 100 | Fans | Existing Thrust (lbf) | 15 |  |  |  |  | lbf/kW | 12.9 | 0.01 | 999999 |  |  | N/A | N/A | N/A | N/A | HSFC | 1 |  | 4655 | Proposed lbf | 12.2 | 12.9 | 0.75 |  | Poultry/Livestock | lbf/kW | 12.9 | N/A | N/A | N/A | N/A |  | Circulating Fans | 15 | 5 | 0.95 | 0.95 | 0.95 | 1.054 | 1.07 | 1.104 | 0 | High Speed Fan (Circulation)36’’ - 47’’ VFD (Poultry/Livestock)36’’ - 47’’ VFD (Poultry/Livestock)
| 11046 | High Speed Fan (Circulation) | 48’’ - 52’’ No VFD | High Speed Fan (Circulation)48’’ - 52’’ No VFD | High Speed Fan (Circulation)48’’ - 52’’ No VFD | CI-HVAC-HSF | MISC-34 |  |  | H-E-1115 | High Speed Fan 48’’ - 71’’ | HVAC | Fans | 100 | Fans | Existing Thrust (lbf) | 15 |  |  |  |  | lbf/kW | 19.8 | 0.01 | 999999 |  |  | N/A | N/A | N/A | N/A | HSFC | 1 |  | 4655 | Proposed lbf | 15.1 | 19.8 | 1 |  |  | lbf/kW | 19.8 | N/A | N/A | N/A | N/A |  | Circulating Fans | 15 | 5 | 0.95 | 0.95 | 0.95 | 1.054 | 1.07 | 1.104 | 0 | High Speed Fan (Circulation)48’’ - 52’’ No VFD48’’ - 52’’ No VFD
| 11047 | High Speed Fan (Circulation) | 48’’ - 52’’ VFD (Greenhouse) | High Speed Fan (Circulation)48’’ - 52’’ VFD (Greenhouse) | High Speed Fan (Circulation)48’’ - 52’’ VFD (Greenhouse) | CI-HVAC-HSF | MISC-34 |  |  | H-E-1115 | High Speed Fan 48’’ - 71’’ | HVAC | Fans | 100 | Fans | Existing Thrust (lbf) | 15 |  |  |  |  | lbf/kW | 19.8 | 0.01 | 999999 |  |  | N/A | N/A | N/A | N/A | HSFC | 1 |  | 4655 | Proposed lbf | 15.1 | 19.8 | 0.64 |  | Greenhouse | lbf/kW | 19.8 | N/A | N/A | N/A | N/A |  | Circulating Fans | 15 | 5 | 0.95 | 0.95 | 0.95 | 1.054 | 1.07 | 1.104 | 0 | High Speed Fan (Circulation)48’’ - 52’’ VFD (Greenhouse)48’’ - 52’’ VFD (Greenhouse)
| 11048 | High Speed Fan (Circulation) | 48’’ - 52’’ VFD (Poultry/Livestock) | High Speed Fan (Circulation)48’’ - 52’’ VFD (Poultry/Livestock) | High Speed Fan (Circulation)48’’ - 52’’ VFD (Poultry/Livestock) | CI-HVAC-HSF | MISC-34 |  |  | H-E-1115 | High Speed Fan 48’’ - 71’’ | HVAC | Fans | 100 | Fans | Existing Thrust (lbf) | 15 |  |  |  |  | lbf/kW | 19.8 | 0.01 | 999999 |  |  | N/A | N/A | N/A | N/A | HSFC | 1 |  | 4655 | Proposed lbf | 15.1 | 19.8 | 0.75 |  | Poultry/Livestock | lbf/kW | 19.8 | N/A | N/A | N/A | N/A |  | Circulating Fans | 15 | 5 | 0.95 | 0.95 | 0.95 | 1.054 | 1.07 | 1.104 | 0 | High Speed Fan (Circulation)48’’ - 52’’ VFD (Poultry/Livestock)48’’ - 52’’ VFD (Poultry/Livestock)
| 11049 | High Speed Fan (Circulation) | ≥53’’ No VFD | High Speed Fan (Circulation)48’’ - 71’’ No VFD | High Speed Fan (Circulation)≥53’’ No VFD | CI-HVAC-HSF | MISC-34 |  |  |  | High Speed Fan 48’’ - 71’’ | HVAC | Fans | 100 | Fans | Existing Thrust (lbf) | 15 |  |  |  |  | lbf/kW | 20.8 | 0.01 | 999999 |  |  | N/A | N/A | N/A | N/A | HSFC | 1 |  | 4655 | Proposed lbf | 16.7 | 20.8 | 1 |  |  | lbf/kW | 20.8 | N/A | N/A | N/A | N/A |  | Circulating Fans | 15 | 5 | 0.95 | 0.95 | 0.95 | 1.054 | 1.07 | 1.104 | 0 | High Speed Fan (Circulation)48’’ - 71’’ No VFD≥53’’ No VFD
| 11050 | High Speed Fan (Circulation) | ≥53’’ VFD (Greenhouse) | High Speed Fan (Circulation)48’’ - 71’’ VFD (Greenhouse) | High Speed Fan (Circulation)≥53’’ VFD (Greenhouse) | CI-HVAC-HSF | MISC-34 |  |  |  | High Speed Fan 48’’ - 71’’ | HVAC | Fans | 100 | Fans | Existing Thrust (lbf) | 15 |  |  |  |  | lbf/kW | 20.8 | 0.01 | 999999 |  |  | N/A | N/A | N/A | N/A | HSFC | 1 |  | 4655 | Proposed lbf | 16.7 | 20.8 | 0.64 |  |  | lbf/kW | 20.8 | N/A | N/A | N/A | N/A |  | Circulating Fans | 15 | 5 | 0.95 | 0.95 | 0.95 | 1.054 | 1.07 | 1.104 | 0 | High Speed Fan (Circulation)48’’ - 71’’ VFD (Greenhouse)≥53’’ VFD (Greenhouse)
| 11051 | High Speed Fan (Circulation) | ≥53’’ VFD (Poultry/Livestock) | High Speed Fan (Circulation)48’’ - 71’’ VFD (Poultry/Livestock) | High Speed Fan (Circulation)≥53’’ VFD (Poultry/Livestock) | CI-HVAC-HSF | MISC-34 |  |  |  | High Speed Fan 48’’ - 71’’ | HVAC | Fans | 100 | Fans | Existing Thrust (lbf) | 15 |  |  |  |  | lbf/kW | 20.8 | 0.01 | 999999 |  |  | N/A | N/A | N/A | N/A | HSFC | 1 |  | 4655 | Proposed lbf | 16.7 | 20.8 | 0.75 |  |  | lbf/kW | 20.8 | N/A | N/A | N/A | N/A |  | Circulating Fans | 15 | 5 | 0.95 | 0.95 | 0.95 | 1.054 | 1.07 | 1.104 | 0 | High Speed Fan (Circulation)48’’ - 71’’ VFD (Poultry/Livestock)≥53’’ VFD (Poultry/Livestock)
| 12076 | High Speed Fan (Exhaust/Ventilation) | 24’’ – 35’’ No VFD | High Speed Fan (Exhaust/Ventilation)24’’ – 35’’ No VFD | High Speed Fan (Exhaust/Ventilation)24’’ – 35’’ No VFD | CI-HVAC-HSF | MISC-34 |  |  | H-E-1113 | High Speed Fan 24’’ – 35’’ | HVAC | Fans | 100 | Fans | Existing CFM | 15 | N/A | 0.01 |  |  | CFM/Watt | 9.4 | 0.01 | 999999 |  |  | N/A | N/A | N/A | N/A | HSFV | 1 |  | 6570 | Proposed CFM | 9.4 | 10.5 | 1 |  |  | CFM/Watt | 9.4 | 0 | N/A | N/A | N/A |  | Ventilation and Exhaust Fans | 15 | 5 | 0.95 | 0.95 | 0.95 | 1.054 | 1.07 | 1.104 | 0 | High Speed Fan (Exhaust/Ventilation)24’’ – 35’’ No VFD24’’ – 35’’ No VFD
| 12077 | High Speed Fan (Exhaust/Ventilation) | 24’’ – 35’’ VFD (Greenhouse) | High Speed Fan (Exhaust/Ventilation)24’’ – 35’’ VFD (Greenhouse) | High Speed Fan (Exhaust/Ventilation)24’’ – 35’’ VFD (Greenhouse) | CI-HVAC-HSF | MISC-34 |  |  | H-E-1113 | High Speed Fan 24’’ – 35’’ | HVAC | Fans | 100 | Fans | Existing CFM | 15 | N/A | 0.01 |  |  | CFM/Watt | 9.4 | 0.01 | 999999 |  |  | N/A | N/A | N/A | N/A | HSFV | 1 |  | 6570 | Proposed CFM | 9.4 | 10.5 | 0.64 |  | Greenhouse | CFM/Watt | 9.4 | 0 | N/A | N/A | N/A |  | Ventilation and Exhaust Fans | 15 | 5 | 0.95 | 0.95 | 0.95 | 1.054 | 1.07 | 1.104 | 0 | High Speed Fan (Exhaust/Ventilation)24’’ – 35’’ VFD (Greenhouse)24’’ – 35’’ VFD (Greenhouse)
| 12078 | High Speed Fan (Exhaust/Ventilation) | 24’’ – 35’’ VFD (Poultry/Livestock) | High Speed Fan (Exhaust/Ventilation)24’’ – 35’’ VFD (Poultry/Livestock) | High Speed Fan (Exhaust/Ventilation)24’’ – 35’’ VFD (Poultry/Livestock) | CI-HVAC-HSF | MISC-34 |  |  | H-E-1113 | High Speed Fan 24’’ – 35’’ | HVAC | Fans | 100 | Fans | Existing CFM | 15 | N/A | 0.01 |  |  | CFM/Watt | 9.4 | 0.01 | 999999 |  |  | N/A | N/A | N/A | N/A | HSFV | 1 |  | 6570 | Proposed CFM | 9.4 | 10.5 | 0.75 |  | Poultry/Livestock | CFM/Watt | 9.4 | 0 | N/A | N/A | N/A |  | Ventilation and Exhaust Fans | 15 | 5 | 0.95 | 0.95 | 0.95 | 1.054 | 1.07 | 1.104 | 0 | High Speed Fan (Exhaust/Ventilation)24’’ – 35’’ VFD (Poultry/Livestock)24’’ – 35’’ VFD (Poultry/Livestock)
| 12079 | High Speed Fan (Exhaust/Ventilation) | 36’’ - 47’’ No VFD | High Speed Fan (Exhaust/Ventilation)36’’ - 47’’ No VFD | High Speed Fan (Exhaust/Ventilation)36’’ - 47’’ No VFD | CI-HVAC-HSF | MISC-34 |  |  | H-E-1114 | High Speed Fan 36’’ - 47’’ | HVAC | Fans | 100 | Fans | Existing CFM | 15 | N/A | 0.01 |  |  | CFM/Watt | 12.2 | 0.01 | 999999 |  |  | N/A | N/A | N/A | N/A | HSFV | 1 |  | 6570 | Proposed CFM | 12.2 | 12.9 | 1 |  |  | CFM/Watt | 12.2 | 0 | N/A | N/A | N/A |  | Ventilation and Exhaust Fans | 15 | 5 | 0.95 | 0.95 | 0.95 | 1.054 | 1.07 | 1.104 | 0 | High Speed Fan (Exhaust/Ventilation)36’’ - 47’’ No VFD36’’ - 47’’ No VFD
| 12080 | High Speed Fan (Exhaust/Ventilation) | 36’’ - 47’’ VFD (Greenhouse) | High Speed Fan (Exhaust/Ventilation)36’’ - 47’’ VFD (Greenhouse) | High Speed Fan (Exhaust/Ventilation)36’’ - 47’’ VFD (Greenhouse) | CI-HVAC-HSF | MISC-34 |  |  | H-E-1114 | High Speed Fan 36’’ - 47’’ | HVAC | Fans | 100 | Fans | Existing CFM | 15 | N/A | 0.01 |  |  | CFM/Watt | 12.2 | 0.01 | 999999 |  |  | N/A | N/A | N/A | N/A | HSFV | 1 |  | 6570 | Proposed CFM | 12.2 | 12.9 | 0.64 |  | Greenhouse | CFM/Watt | 12.2 | 0 | N/A | N/A | N/A |  | Ventilation and Exhaust Fans | 15 | 5 | 0.95 | 0.95 | 0.95 | 1.054 | 1.07 | 1.104 | 0 | High Speed Fan (Exhaust/Ventilation)36’’ - 47’’ VFD (Greenhouse)36’’ - 47’’ VFD (Greenhouse)
| 12081 | High Speed Fan (Exhaust/Ventilation) | 36’’ - 47’’ VFD (Poultry/Livestock) | High Speed Fan (Exhaust/Ventilation)36’’ - 47’’ VFD (Poultry/Livestock) | High Speed Fan (Exhaust/Ventilation)36’’ - 47’’ VFD (Poultry/Livestock) | CI-HVAC-HSF | MISC-34 |  |  | H-E-1114 | High Speed Fan 36’’ - 47’’ | HVAC | Fans | 100 | Fans | Existing CFM | 15 | N/A | 0.01 |  |  | CFM/Watt | 12.2 | 0.01 | 999999 |  |  | N/A | N/A | N/A | N/A | HSFV | 1 |  | 6570 | Proposed CFM | 12.2 | 12.9 | 0.75 |  | Poultry/Livestock | CFM/Watt | 12.2 | 0 | N/A | N/A | N/A |  | Ventilation and Exhaust Fans | 15 | 5 | 0.95 | 0.95 | 0.95 | 1.054 | 1.07 | 1.104 | 0 | High Speed Fan (Exhaust/Ventilation)36’’ - 47’’ VFD (Poultry/Livestock)36’’ - 47’’ VFD (Poultry/Livestock)
| 11052 | High Speed Fan (Exhaust/Ventilation) | 48’’ - 52’’ No VFD | High Speed Fan (Exhaust/Ventilation)48’’ - 52’’ No VFD | High Speed Fan (Exhaust/Ventilation)48’’ - 52’’ No VFD | CI-HVAC-HSF | MISC-34 |  |  | H-E-1115 | High Speed Fan 48’’ - 61’’ | HVAC | Fans | 100 | Fans | Existing CFM | 15 | N/A | 0.01 |  |  | CFM/Watt | 15.1 | 0.01 | 999999 |  |  | N/A | N/A | N/A | N/A | HSFV | 1 |  | 6570 | Proposed CFM | 15.1 | 19.8 | 1 |  |  | CFM/Watt | 15.1 | 0 | N/A | N/A | N/A |  | Ventilation and Exhaust Fans | 15 | 5 | 0.95 | 0.95 | 0.95 | 1.054 | 1.07 | 1.104 | 0 | High Speed Fan (Exhaust/Ventilation)48’’ - 52’’ No VFD48’’ - 52’’ No VFD
| 11053 | High Speed Fan (Exhaust/Ventilation) | 48’’ - 52’’ VFD (Greenhouse) | High Speed Fan (Exhaust/Ventilation)48’’ - 52’’ VFD (Greenhouse) | High Speed Fan (Exhaust/Ventilation)48’’ - 52’’ VFD (Greenhouse) | CI-HVAC-HSF | MISC-34 |  |  | H-E-1115 | High Speed Fan 48’’ - 61’’ | HVAC | Fans | 100 | Fans | Existing CFM | 15 | N/A | 0.01 |  |  | CFM/Watt | 15.1 | 0.01 | 999999 |  |  | N/A | N/A | N/A | N/A | HSFV | 1 |  | 6570 | Proposed CFM | 15.1 | 19.8 | 0.64 |  | Greenhouse | CFM/Watt | 15.1 | 0 | N/A | N/A | N/A |  | Ventilation and Exhaust Fans | 15 | 5 | 0.95 | 0.95 | 0.95 | 1.054 | 1.07 | 1.104 | 0 | High Speed Fan (Exhaust/Ventilation)48’’ - 52’’ VFD (Greenhouse)48’’ - 52’’ VFD (Greenhouse)
| 11054 | High Speed Fan (Exhaust/Ventilation) | 48’’ - 52’’ VFD (Poultry/Livestock) | High Speed Fan (Exhaust/Ventilation)48’’ - 52’’ VFD (Poultry/Livestock) | High Speed Fan (Exhaust/Ventilation)48’’ - 52’’ VFD (Poultry/Livestock) | CI-HVAC-HSF | MISC-34 |  |  | H-E-1115 | High Speed Fan 48’’ - 61’’ | HVAC | Fans | 100 | Fans | Existing CFM | 15 | N/A | 0.01 |  |  | CFM/Watt | 15.1 | 0.01 | 999999 |  |  | N/A | N/A | N/A | N/A | HSFV | 1 |  | 6570 | Proposed CFM | 15.1 | 19.8 | 0.75 |  | Poultry/Livestock | CFM/Watt | 15.1 | 0 | N/A | N/A | N/A |  | Ventilation and Exhaust Fans | 15 | 5 | 0.95 | 0.95 | 0.95 | 1.054 | 1.07 | 1.104 | 0 | High Speed Fan (Exhaust/Ventilation)48’’ - 52’’ VFD (Poultry/Livestock)48’’ - 52’’ VFD (Poultry/Livestock)
| 11055 | High Speed Fan (Exhaust/Ventilation) | ≥53’’ No VFD | High Speed Fan (Exhaust/Ventilation)48’’ - 71’’ No VFD | High Speed Fan (Exhaust/Ventilation)≥53’’ No VFD | CI-HVAC-HSF | MISC-34 |  | Existing CFM |  | High Speed Fan 48’’ - 61’’ | HVAC | Fans | 100 | Fans | Existing CFM | 15 | N/A | 0.01 |  |  | CFM/Watt | 16.7 | 0.01 | 999999 |  |  | N/A | N/A | N/A | N/A | HSFV | 1 |  | 6570 | Proposed CFM | 16.7 | 20.8 | 1 |  |  | CFM/Watt | 16.7 | 0 | N/A | N/A | N/A |  | Ventilation and Exhaust Fans | 15 | 5 | 0.95 | 0.95 | 0.95 | 1.054 | 1.07 | 1.104 | 0 | High Speed Fan (Exhaust/Ventilation)48’’ - 71’’ No VFD≥53’’ No VFD
| 11056 | High Speed Fan (Exhaust/Ventilation) | ≥53’’ VFD (Greenhouse) | High Speed Fan (Exhaust/Ventilation)48’’ - 71’’ VFD (Greenhouse) | High Speed Fan (Exhaust/Ventilation)≥53’’ VFD (Greenhouse) | CI-HVAC-HSF | MISC-34 |  | Existing CFM |  | High Speed Fan 48’’ - 61’’ | HVAC | Fans | 100 | Fans | Existing CFM | 15 | N/A | 0.01 |  |  | CFM/Watt | 16.7 | 0.01 | 999999 |  |  | N/A | N/A | N/A | N/A | HSFV | 1 |  | 6570 | Proposed CFM | 16.7 | 20.8 | 0.64 |  |  | CFM/Watt | 16.7 | 0 | N/A | N/A | N/A |  | Ventilation and Exhaust Fans | 15 | 5 | 0.95 | 0.95 | 0.95 | 1.054 | 1.07 | 1.104 | 0 | High Speed Fan (Exhaust/Ventilation)48’’ - 71’’ VFD (Greenhouse)≥53’’ VFD (Greenhouse)
| 11057 | High Speed Fan (Exhaust/Ventilation) | ≥53’’ VFD (Poultry/Livestock) | High Speed Fan (Exhaust/Ventilation)48’’ - 71’’ VFD (Poultry/Livestock) | High Speed Fan (Exhaust/Ventilation)≥53’’ VFD (Poultry/Livestock) | CI-HVAC-HSF | MISC-34 |  | Existing CFM |  | High Speed Fan 48’’ - 61’’ | HVAC | Fans | 100 | Fans | Existing CFM | 15 | N/A | 0.01 |  |  | CFM/Watt | 16.7 | 0.01 | 999999 |  |  | N/A | N/A | N/A | N/A | HSFV | 1 |  | 6570 | Proposed CFM | 16.7 | 20.8 | 0.75 |  |  | CFM/Watt | 16.7 | 0 | N/A | N/A | N/A |  | Ventilation and Exhaust Fans | 15 | 5 | 0.95 | 0.95 | 0.95 | 1.054 | 1.07 | 1.104 | 0 | High Speed Fan (Exhaust/Ventilation)48’’ - 71’’ VFD (Poultry/Livestock)≥53’’ VFD (Poultry/Livestock)
| 11058 | High Volume Low Speed Fan | 16' No VFD | High Volume Low Speed Fan16' No VFD | High Volume Low Speed Fan16' No VFD | CI-HVAC-HVLSF | MISC-37 |  |  | H-E-1252 | High Volume Low Speed Fan (HVLS) 16' | HVAC | Fans | 1200 | Fans | Existing Thrust (lbf) | 15 |  |  |  |  | lbf/kW | 20.8 | 0.01 | 999999 |  |  | N/A | N/A | N/A | N/A | HSFC | 1 |  | 4655 | Proposed lbf | 16.7 | 20.8 | 1 |  |  | lbf/kW | 20.8 | N/A | N/A | N/A | N/A |  |  | 15 | 5 | 0.95 | 0.95 | 0.95 | 1.054 | 1.07 | 1.104 | 0 | High Volume Low Speed Fan16' No VFD16' No VFD
| 11059 | High Volume Low Speed Fan | 18' No VFD | High Volume Low Speed Fan18' No VFD | High Volume Low Speed Fan18' No VFD | CI-HVAC-HVLSF | MISC-38 |  |  | H-E-1253 | High Volume Low Speed Fan (HVLS) 18' | HVAC | Fans | 1200 | Fans | Existing Thrust (lbf) | 15 |  |  |  |  | lbf/kW | 20.8 | 0.01 | 999999 |  |  | N/A | N/A | N/A | N/A | HSFC | 1 |  | 4655 | Proposed lbf | 16.7 | 20.8 | 1 |  |  | lbf/kW | 20.8 | N/A | N/A | N/A | N/A |  |  | 15 | 5 | 0.95 | 0.95 | 0.95 | 1.054 | 1.07 | 1.104 | 0 | High Volume Low Speed Fan18' No VFD18' No VFD
| 11060 | High Volume Low Speed Fan | 20' No VFD | High Volume Low Speed Fan20' No VFD | High Volume Low Speed Fan20' No VFD | CI-HVAC-HVLSF | MISC-39 |  |  | H-E-1254 | High Volume Low Speed Fan (HVLS) 20' | HVAC | Fans | 1200 | Fans | Existing Thrust (lbf) | 15 |  |  |  |  | lbf/kW | 20.8 | 0.01 | 999999 |  |  | N/A | N/A | N/A | N/A | HSFC | 1 |  | 4655 | Proposed lbf | 16.7 | 20.8 | 1 |  |  | lbf/kW | 20.8 | N/A | N/A | N/A | N/A |  |  | 15 | 5 | 0.95 | 0.95 | 0.95 | 1.054 | 1.07 | 1.104 | 0 | High Volume Low Speed Fan20' No VFD20' No VFD
| 11061 | High Volume Low Speed Fan | 22' No VFD | High Volume Low Speed Fan22' No VFD | High Volume Low Speed Fan22' No VFD | CI-HVAC-HVLSF | MISC-40 |  |  | H-E-1244 | High Volume Low Speed Fan (HVLS) 22' | HVAC | Fans | 1200 | Fans | Existing Thrust (lbf) | 15 |  |  |  |  | lbf/kW | 20.8 | 0.01 | 999999 |  |  | N/A | N/A | N/A | N/A | HSFC | 1 |  | 4655 | Proposed lbf | 16.7 | 20.8 | 1 |  |  | lbf/kW | 20.8 | N/A | N/A | N/A | N/A |  |  | 15 | 5 | 0.95 | 0.95 | 0.95 | 1.054 | 1.07 | 1.104 | 0 | High Volume Low Speed Fan22' No VFD22' No VFD
| 11062 | High Volume Low Speed Fan | 24' No VFD | High Volume Low Speed Fan24' No VFD | High Volume Low Speed Fan24' No VFD | CI-HVAC-HVLSF | MISC-41 |  |  | H-E-1245 | High Volume Low Speed Fan (HVLS) 24' | HVAC | Fans | 1200 | Fans | Existing Thrust (lbf) | 15 |  |  |  |  | lbf/kW | 20.8 | 0.01 | 999999 |  |  | N/A | N/A | N/A | N/A | HSFC | 1 |  | 4655 | Proposed lbf | 16.7 | 20.8 | 1 |  | Greenhouse | lbf/kW | 20.8 | N/A | N/A | N/A | N/A |  |  | 15 | 5 | 0.95 | 0.95 | 0.95 | 1.054 | 1.07 | 1.104 | 0 | High Volume Low Speed Fan24' No VFD24' No VFD
| 11063 | High Volume Low Speed Fan | 16' VFD (Greenhouse) | High Volume Low Speed Fan16' VFD (Greenhouse) | High Volume Low Speed Fan16' VFD (Greenhouse) | CI-HVAC-HVLSF | MISC-37 |  |  | H-E-1252 | High Volume Low Speed Fan (HVLS) 16' | HVAC | Fans | 1200 | Fans | Existing Thrust (lbf) | 15 |  |  |  |  | lbf/kW | 20.8 | 0.01 | 999999 |  |  | N/A | N/A | N/A | N/A | HSFC | 1 |  | 4655 | Proposed lbf | 16.7 | 20.8 | 0.64 |  | Greenhouse | lbf/kW | 20.8 | N/A | N/A | N/A | N/A |  |  | 15 | 5 | 0.95 | 0.95 | 0.95 | 1.054 | 1.07 | 1.104 | 0 | High Volume Low Speed Fan16' VFD (Greenhouse)16' VFD (Greenhouse)
| 11064 | High Volume Low Speed Fan | 18' VFD (Greenhouse) | High Volume Low Speed Fan18' VFD (Greenhouse) | High Volume Low Speed Fan18' VFD (Greenhouse) | CI-HVAC-HVLSF | MISC-38 |  |  | H-E-1253 | High Volume Low Speed Fan (HVLS) 18' | HVAC | Fans | 1200 | Fans | Existing Thrust (lbf) | 15 |  |  |  |  | lbf/kW | 20.8 | 0.01 | 999999 |  |  | N/A | N/A | N/A | N/A | HSFC | 1 |  | 4655 | Proposed lbf | 16.7 | 20.8 | 0.64 |  | Greenhouse | lbf/kW | 20.8 | N/A | N/A | N/A | N/A |  |  | 15 | 5 | 0.95 | 0.95 | 0.95 | 1.054 | 1.07 | 1.104 | 0 | High Volume Low Speed Fan18' VFD (Greenhouse)18' VFD (Greenhouse)
| 11065 | High Volume Low Speed Fan | 20' VFD (Greenhouse) | High Volume Low Speed Fan20' VFD (Greenhouse) | High Volume Low Speed Fan20' VFD (Greenhouse) | CI-HVAC-HVLSF | MISC-39 |  |  | H-E-1254 | High Volume Low Speed Fan (HVLS) 20' | HVAC | Fans | 1200 | Fans | Existing Thrust (lbf) | 15 |  |  |  |  | lbf/kW | 20.8 | 0.01 | 999999 |  |  | N/A | N/A | N/A | N/A | HSFC | 1 |  | 4655 | Proposed lbf | 16.7 | 20.8 | 0.64 |  | Greenhouse | lbf/kW | 20.8 | N/A | N/A | N/A | N/A |  |  | 15 | 5 | 0.95 | 0.95 | 0.95 | 1.054 | 1.07 | 1.104 | 0 | High Volume Low Speed Fan20' VFD (Greenhouse)20' VFD (Greenhouse)
| 11066 | High Volume Low Speed Fan | 22' VFD (Greenhouse) | High Volume Low Speed Fan22' VFD (Greenhouse) | High Volume Low Speed Fan22' VFD (Greenhouse) | CI-HVAC-HVLSF | MISC-40 |  |  | H-E-1244 | High Volume Low Speed Fan (HVLS) 22' | HVAC | Fans | 1200 | Fans | Existing Thrust (lbf) | 15 |  |  |  |  | lbf/kW | 20.8 | 0.01 | 999999 |  |  | N/A | N/A | N/A | N/A | HSFC | 1 |  | 4655 | Proposed lbf | 16.7 | 20.8 | 0.64 |  | Greenhouse | lbf/kW | 20.8 | N/A | N/A | N/A | N/A |  |  | 15 | 5 | 0.95 | 0.95 | 0.95 | 1.054 | 1.07 | 1.104 | 0 | High Volume Low Speed Fan22' VFD (Greenhouse)22' VFD (Greenhouse)
| 11067 | High Volume Low Speed Fan | 24' VFD (Greenhouse) | High Volume Low Speed Fan24' VFD (Greenhouse) | High Volume Low Speed Fan24' VFD (Greenhouse) | CI-HVAC-HVLSF | MISC-41 |  |  | H-E-1245 | High Volume Low Speed Fan (HVLS) 24' | HVAC | Fans | 1200 | Fans | Existing Thrust (lbf) | 15 |  |  |  |  | lbf/kW | 20.8 | 0.01 | 999999 |  |  | N/A | N/A | N/A | N/A | HSFC | 1 |  | 4655 | Proposed lbf | 16.7 | 20.8 | 0.64 |  | Greenhouse | lbf/kW | 20.8 | N/A | N/A | N/A | N/A |  |  | 15 | 5 | 0.95 | 0.95 | 0.95 | 1.054 | 1.07 | 1.104 | 0 | High Volume Low Speed Fan24' VFD (Greenhouse)24' VFD (Greenhouse)
| 11068 | High Volume Low Speed Fan | 16' VFD (Poultry/Livestock) | High Volume Low Speed Fan16' VFD (Poultry/Livestock) | High Volume Low Speed Fan16' VFD (Poultry/Livestock) | CI-HVAC-HVLSF | MISC-37 |  |  | H-E-1252 | High Volume Low Speed Fan (HVLS) 16' | HVAC | Fans | 1200 | Fans | Existing Thrust (lbf) | 15 |  |  |  |  | lbf/kW | 20.8 | 0.01 | 999999 |  |  | N/A | N/A | N/A | N/A | HSFC | 1 |  | 4655 | Proposed lbf | 16.7 | 20.8 | 0.75 |  | Poultry/Livestock | lbf/kW | 20.8 | N/A | N/A | N/A | N/A |  |  | 15 | 5 | 0.95 | 0.95 | 0.95 | 1.054 | 1.07 | 1.104 | 0 | High Volume Low Speed Fan16' VFD (Poultry/Livestock)16' VFD (Poultry/Livestock)
| 11069 | High Volume Low Speed Fan | 18' VFD (Poultry/Livestock) | High Volume Low Speed Fan18' VFD (Poultry/Livestock) | High Volume Low Speed Fan18' VFD (Poultry/Livestock) | CI-HVAC-HVLSF | MISC-38 |  |  | H-E-1253 | High Volume Low Speed Fan (HVLS) 18' | HVAC | Fans | 1200 | Fans | Existing Thrust (lbf) | 15 |  |  |  |  | lbf/kW | 20.8 | 0.01 | 999999 |  |  | N/A | N/A | N/A | N/A | HSFC | 1 |  | 4655 | Proposed lbf | 16.7 | 20.8 | 0.75 |  | Poultry/Livestock | lbf/kW | 20.8 | N/A | N/A | N/A | N/A |  |  | 15 | 5 | 0.95 | 0.95 | 0.95 | 1.054 | 1.07 | 1.104 | 0 | High Volume Low Speed Fan18' VFD (Poultry/Livestock)18' VFD (Poultry/Livestock)
| 11070 | High Volume Low Speed Fan | 20' VFD (Poultry/Livestock) | High Volume Low Speed Fan20' VFD (Poultry/Livestock) | High Volume Low Speed Fan20' VFD (Poultry/Livestock) | CI-HVAC-HVLSF | MISC-39 |  |  | H-E-1254 | High Volume Low Speed Fan (HVLS) 20' | HVAC | Fans | 1200 | Fans | Existing Thrust (lbf) | 15 |  |  |  |  | lbf/kW | 20.8 | 0.01 | 999999 |  |  | N/A | N/A | N/A | N/A | HSFC | 1 |  | 4655 | Proposed lbf | 16.7 | 20.8 | 0.75 |  | Poultry/Livestock | lbf/kW | 20.8 | N/A | N/A | N/A | N/A |  |  | 15 | 5 | 0.95 | 0.95 | 0.95 | 1.054 | 1.07 | 1.104 | 0 | High Volume Low Speed Fan20' VFD (Poultry/Livestock)20' VFD (Poultry/Livestock)
| 11071 | High Volume Low Speed Fan | 22' VFD (Poultry/Livestock) | High Volume Low Speed Fan22' VFD (Poultry/Livestock) | High Volume Low Speed Fan22' VFD (Poultry/Livestock) | CI-HVAC-HVLSF | MISC-40 |  |  | H-E-1244 | High Volume Low Speed Fan (HVLS) 22' | HVAC | Fans | 1200 | Fans | Existing Thrust (lbf) | 15 |  |  |  |  | lbf/kW | 20.8 | 0.01 | 999999 |  |  | N/A | N/A | N/A | N/A | HSFC | 1 |  | 4655 | Proposed lbf | 16.7 | 20.8 | 0.75 |  | Poultry/Livestock | lbf/kW | 20.8 | N/A | N/A | N/A | N/A |  |  | 15 | 5 | 0.95 | 0.95 | 0.95 | 1.054 | 1.07 | 1.104 | 0 | High Volume Low Speed Fan22' VFD (Poultry/Livestock)22' VFD (Poultry/Livestock)
| 11072 | High Volume Low Speed Fan | 24' VFD (Poultry/Livestock) | High Volume Low Speed Fan24' VFD (Poultry/Livestock) | High Volume Low Speed Fan24' VFD (Poultry/Livestock) | CI-HVAC-HVLSF | MISC-41 |  |  | H-E-1245 | High Volume Low Speed Fan (HVLS) 24' | HVAC | Fans | 1200 | Fans | Existing Thrust (lbf) | 15 |  |  |  |  | lbf/kW | 20.8 | 0.01 | 999999 |  |  | N/A | N/A | N/A | N/A | HSFC | 1 |  | 4655 | Proposed lbf | 16.7 | 20.8 | 0.75 |  | Poultry/Livestock | lbf/kW | 20.8 | N/A | N/A | N/A | N/A |  |  | 15 | 5 | 0.95 | 0.95 | 0.95 | 1.054 | 1.07 | 1.104 | 0 | High Volume Low Speed Fan24' VFD (Poultry/Livestock)24' VFD (Poultry/Livestock)
| 11073 | High Volume Low Speed Fans (Destratification) | 16' Retrofit | High Volume Low Speed Fans (Destratification)16' Retrofit | High Volume Low Speed Fans (Destratification)16' Retrofit | CEF2-CI-HVAC-DF | [5 empty] | HVAC | Fans | 1200 | Fans | Ceiling Hight (ft) | 10 |  |  |  |  | Fan Wattage | N/A | 0.01 | 999999 |  |  | COP | No Default | T-stat (°F) | N/A | HVLS | 1 | 15 | 4955 | T-stat (°F) |  |  | 6.5 |  |  | Existing Watts | N/A | COP | No Default | N/A | N/A | Electric |  | 10 |  | 0.95 | 0.95 | 0.95 | 1.054 | 1.07 | 1.104 | 0 | High Volume Low Speed Fans (Destratification)16' Retrofit16' Retrofit
| 11074 | High Volume Low Speed Fans (Destratification) | 16' New Construction | High Volume Low Speed Fans (Destratification)16' New Construction | High Volume Low Speed Fans (Destratification)16' New Construction | CEF2-CI-HVAC-DF | [5 empty] | HVAC | Fans | 1200 | Fans | Ceiling Hight (ft) | 10 |  |  |  |  | Fan Wattage | N/A | 0.01 | 999999 |  |  | COP | No Default | T-stat (°F) | N/A | HVLS | 1 | 30 | 4955 | T-stat (°F) |  |  | 13 |  |  | Existing Watts | N/A | COP | No Default | N/A | N/A | Electric |  | 10 |  | 0.95 | 0.95 | 0.95 | 1.054 | 1.07 | 1.104 | 0 | High Volume Low Speed Fans (Destratification)16' New Construction16' New Construction
| 11075 | High Volume Low Speed Fans (Destratification) | 18' Retrofit | High Volume Low Speed Fans (Destratification)18' Retrofit | High Volume Low Speed Fans (Destratification)18' Retrofit | CEF2-CI-HVAC-DF | [5 empty] | HVAC | Fans | 1200 | Fans | Ceiling Hight (ft) | 10 |  |  |  |  | Fan Wattage | N/A | 0.01 | 999999 |  |  | COP | No Default | T-stat (°F) | N/A | HVLS | 1 | 15 | 4955 | T-stat (°F) |  |  | 6.5 |  |  | Existing Watts | N/A | COP | No Default | N/A | N/A | Electric |  | 10 |  | 0.95 | 0.95 | 0.95 | 1.054 | 1.07 | 1.104 | 0 | High Volume Low Speed Fans (Destratification)18' Retrofit18' Retrofit
| 11076 | High Volume Low Speed Fans (Destratification) | 18' New Construction | High Volume Low Speed Fans (Destratification)18' New Construction | High Volume Low Speed Fans (Destratification)18' New Construction | CEF2-CI-HVAC-DF | [5 empty] | HVAC | Fans | 1200 | Fans | Ceiling Hight (ft) | 10 |  |  |  |  | Fan Wattage | N/A | 0.01 | 999999 |  |  | COP | No Default | T-stat (°F) | N/A | HVLS | 1 | 30 | 4955 | T-stat (°F) |  |  | 13 |  |  | Existing Watts | N/A | COP | No Default | N/A | N/A | Electric |  | 10 |  | 0.95 | 0.95 | 0.95 | 1.054 | 1.07 | 1.104 | 0 | High Volume Low Speed Fans (Destratification)18' New Construction18' New Construction
| 11077 | High Volume Low Speed Fans (Destratification) | 20' Retrofit | High Volume Low Speed Fans (Destratification)20' Retrofit | High Volume Low Speed Fans (Destratification)20' Retrofit | CEF2-CI-HVAC-DF | [5 empty] | HVAC | Fans | 1200 | Fans | Ceiling Hight (ft) | 10 |  |  |  |  | Fan Wattage | N/A | 0.01 | 999999 |  |  | COP | No Default | T-stat (°F) | N/A | HVLS | 1 | 15 | 4955 | T-stat (°F) |  |  | 6.5 |  |  | Existing Watts | N/A | COP | No Default | N/A | N/A | Electric |  | 10 |  | 0.95 | 0.95 | 0.95 | 1.054 | 1.07 | 1.104 | 0 | High Volume Low Speed Fans (Destratification)20' Retrofit20' Retrofit
| 11078 | High Volume Low Speed Fans (Destratification) | 20' New Construction | High Volume Low Speed Fans (Destratification)20' New Construction | High Volume Low Speed Fans (Destratification)20' New Construction | CEF2-CI-HVAC-DF | [5 empty] | HVAC | Fans | 1200 | Fans | Ceiling Hight (ft) | 10 |  |  |  |  | Fan Wattage | N/A | 0.01 | 999999 |  |  | COP | No Default | T-stat (°F) | N/A | HVLS | 1 | 30 | 4955 | T-stat (°F) |  |  | 13 |  |  | Existing Watts | N/A | COP | No Default | N/A | N/A | Electric |  | 10 |  | 0.95 | 0.95 | 0.95 | 1.054 | 1.07 | 1.104 | 0 | High Volume Low Speed Fans (Destratification)20' New Construction20' New Construction
| 11079 | High Volume Low Speed Fans (Destratification) | 22' Retrofit | High Volume Low Speed Fans (Destratification)22' Retrofit | High Volume Low Speed Fans (Destratification)22' Retrofit | CEF2-CI-HVAC-DF | [5 empty] | HVAC | Fans | 1200 | Fans | Ceiling Hight (ft) | 10 |  |  |  |  | Fan Wattage | N/A | 0.01 | 999999 |  |  | COP | No Default | T-stat (°F) | N/A | HVLS | 1 | 15 | 4955 | T-stat (°F) |  |  | 6.5 |  |  | Existing Watts | N/A | COP | No Default | N/A | N/A | Electric |  | 10 |  | 0.95 | 0.95 | 0.95 | 1.054 | 1.07 | 1.104 | 0 | High Volume Low Speed Fans (Destratification)22' Retrofit22' Retrofit
| 11080 | High Volume Low Speed Fans (Destratification) | 22' New Construction | High Volume Low Speed Fans (Destratification)22' New Construction | High Volume Low Speed Fans (Destratification)22' New Construction | CEF2-CI-HVAC-DF | [5 empty] | HVAC | Fans | 1200 | Fans | Ceiling Hight (ft) | 10 |  |  |  |  | Fan Wattage | N/A | 0.01 | 999999 |  |  | COP | No Default | T-stat (°F) | N/A | HVLS | 1 | 30 | 4955 | T-stat (°F) |  |  | 13 |  |  | Existing Watts | N/A | COP | No Default | N/A | N/A | Electric |  | 10 |  | 0.95 | 0.95 | 0.95 | 1.054 | 1.07 | 1.104 | 0 | High Volume Low Speed Fans (Destratification)22' New Construction22' New Construction
| 11081 | High Volume Low Speed Fans (Destratification) | 24' Retrofit | High Volume Low Speed Fans (Destratification)24' Retrofit | High Volume Low Speed Fans (Destratification)24' Retrofit | CEF2-CI-HVAC-DF | [5 empty] | HVAC | Fans | 1200 | Fans | Ceiling Hight (ft) | 10 |  |  |  |  | Fan Wattage | N/A | 0.01 | 999999 |  |  | COP | No Default | T-stat (°F) | N/A | HVLS | 1 | 15 | 4955 | T-stat (°F) |  |  | 6.5 |  |  | Existing Watts | N/A | COP | No Default | N/A | N/A | Electric |  | 10 |  | 0.95 | 0.95 | 0.95 | 1.054 | 1.07 | 1.104 | 0 | High Volume Low Speed Fans (Destratification)24' Retrofit24' Retrofit
| 11082 | High Volume Low Speed Fans (Destratification) | 24' New Construction | High Volume Low Speed Fans (Destratification)24' New Construction | High Volume Low Speed Fans (Destratification)24' New Construction | CEF2-CI-HVAC-DF | [5 empty] | HVAC | Fans | 1200 | Fans | Ceiling Hight (ft) | 10 |  |  |  |  | Fan Wattage | N/A | 0.01 | 999999 |  |  | COP | No Default | T-stat (°F) | N/A | HVLS | 1 | 30 | 4955 | T-stat (°F) |  |  | 13 |  |  | Existing Watts | N/A | COP | No Default | N/A | N/A | Electric |  | 10 |  | 0.95 | 0.95 | 0.95 | 1.054 | 1.07 | 1.104 | 0 | High Volume Low Speed Fans (Destratification)24' New Construction24' New Construction
| 12116 | PTAC | (Non-Standard Size) | PTAC>15,000 Btu | PTAC(Non-Standard Size) | CEF2-CI-HVAC-ACMAP | HVAC-55 | Unknown |  | H-E-1127 | PTAC | HVAC | Tons | 175 | ACs | BTU | 15 |  |  | PTAC (nonstandard size) | PTAC (nonstandard size) | N/A | N/A | 5000 | 999999 | Missing Project Inputs | Missing Project Inputs | N/A | N/A | EER | 7.7 | PTAC | 0.5 |  |  | N/A |  |  |  |  | #N/A |  | N/A | EER | 7.71 | N/A | N/A |  | PTAC (nonstandard size) | 15 | 5 | 0.8 | 0.8 | 0.8 | 1.054 | 1.07 | 1.104 | 0 | PTAC>15,000 Btu(Non-Standard Size)
| 12116 | PTAC | (Standard Size) | PTAC>15,000 Btu | PTAC(Standard Size) | CEF2-CI-HVAC-ACMAP | HVAC-55 | Unknown |  | H-E-1127 | PTAC | HVAC | Tons | 175 | ACs | BTU | 15 |  |  | PTAC (nonstandard size) | PTAC (nonstandard size) | N/A | N/A | 5000 | 999999 | Missing Project Inputs | Missing Project Inputs | N/A | N/A | EER | 9.5 | PTAC | 0.5 |  |  | N/A |  |  |  |  | #N/A |  | N/A | EER | 9.51 | N/A | N/A |  | PTAC (standard size) | 15 | 5 | 0.8 | 0.8 | 0.8 | 1.054 | 1.07 | 1.104 | 0 | PTAC>15,000 Btu(Standard Size)
| 11083 | PTAC | (Non-Standard Size) | PTAC≥5,000 - < 7,000 Btu | PTAC(Non-Standard Size) | CEF2-CI-HVAC-ACMAP | HVAC-46 | Unknown |  | H-E-1127 | PTAC | HVAC | Tons | 175 | ACs | BTU | 15 |  |  | PTAC (nonstandard size) | PTAC (nonstandard size) | N/A | N/A | 5000 | 999999 | Missing Project Inputs | Missing Project Inputs | N/A | N/A | EER | 9.4 | PTAC | 0.5 |  |  | N/A |  |  |  |  | #N/A |  | N/A | EER | 9.41 | N/A | N/A |  | PTAC (nonstandard size) | 15 | 5 | 0.8 | 0.8 | 0.8 | 1.054 | 1.07 | 1.104 | 0 | PTAC≥5,000 - < 7,000 Btu(Non-Standard Size)
| 11083 | PTAC | (Standard Size) | PTAC≥5,000 - < 7,000 Btu | PTAC(Standard Size) | CEF2-CI-HVAC-ACMAP | HVAC-46 | Unknown |  | H-E-1127 | PTAC | HVAC | Tons | 175 | ACs | BTU | 15 |  |  | PTAC (nonstandard size) | PTAC (nonstandard size) | N/A | N/A | 5000 | 999999 | Missing Project Inputs | Missing Project Inputs | N/A | N/A | EER | 11.9 | PTAC | 0.5 |  |  | N/A |  |  |  |  | #N/A |  | N/A | EER | 11.91 | N/A | N/A |  | PTAC (standard size) | 15 | 5 | 0.8 | 0.8 | 0.8 | 1.054 | 1.07 | 1.104 | 0 | PTAC≥5,000 - < 7,000 Btu(Standard Size)
| 12108 | PTAC | (Non-Standard Size) | PTAC≥7,000 - < 8,000 Btu | PTAC(Non-Standard Size) | CEF2-CI-HVAC-ACMAP | HVAC-47 | Unknown |  | H-E-1127 | PTAC | HVAC | Tons | 175 | ACs | BTU | 15 |  |  | PTAC (nonstandard size) | PTAC (nonstandard size) | N/A | N/A | 5000 | 999999 | Missing Project Inputs | Missing Project Inputs | N/A | N/A | EER | 10.9-(0.213*Capacity_BTU/1000) | PTACns | 0.5 |  |  | N/A |  |  |  |  | #N/A |  | N/A | EER | 9.21 | N/A | N/A |  | PTAC (nonstandard size) | 15 | 5 | 0.8 | 0.8 | 0.8 | 1.054 | 1.07 | 1.104 | 0 | PTAC≥7,000 - < 8,000 Btu(Non-Standard Size)
| 12108 | PTAC | (Standard Size) | PTAC≥7,000 - < 8,000 Btu | PTAC(Standard Size) | CEF2-CI-HVAC-ACMAP | HVAC-47 | Unknown |  | H-E-1127 | PTAC | HVAC | Tons | 175 | ACs | BTU | 15 |  |  | PTAC (nonstandard size) | PTAC (nonstandard size) | N/A | N/A | 5000 | 999999 | Missing Project Inputs | Missing Project Inputs | N/A | N/A | EER | 14-(0.300*Capacity_BTU/1000) | PTACs | 0.5 |  |  | N/A |  |  |  |  | #N/A |  | N/A | EER | 11.61 | N/A | N/A |  | PTAC (standard size) | 15 | 5 | 0.8 | 0.8 | 0.8 | 1.054 | 1.07 | 1.104 | 0 | PTAC≥7,000 - < 8,000 Btu(Standard Size)
| 12109 | PTAC | (Non-Standard Size) | PTAC≥8,000 - < 9,000 Btu | PTAC(Non-Standard Size) | CEF2-CI-HVAC-ACMAP | HVAC-47 | Unknown |  | H-E-1127 | PTAC | HVAC | Tons | 175 | ACs | BTU | 15 |  |  | PTAC (nonstandard size) | PTAC (nonstandard size) | N/A | N/A | 5000 | 999999 | Missing Project Inputs | Missing Project Inputs | N/A | N/A | EER | 10.9-(0.213*Capacity_BTU/1000) | PTACns | 0.5 |  |  | N/A |  |  |  |  | #N/A |  | N/A | EER | 8.99 | N/A | N/A |  | PTAC (nonstandard size) | 15 | 5 | 0.8 | 0.8 | 0.8 | 1.054 | 1.07 | 1.104 | 0 | PTAC≥8,000 - < 9,000 Btu(Non-Standard Size)
| 12109 | PTAC | (Standard Size) | PTAC≥8,000 - < 9,000 Btu | PTAC(Standard Size) | CEF2-CI-HVAC-ACMAP | HVAC-47 | Unknown |  | H-E-1127 | PTAC | HVAC | Tons | 175 | ACs | BTU | 15 |  |  | PTAC (nonstandard size) | PTAC (nonstandard size) | N/A | N/A | 5000 | 999999 | Missing Project Inputs | Missing Project Inputs | N/A | N/A | EER | 14-(0.300*Capacity_BTU/1000) | PTACs | 0.5 |  |  | N/A |  |  |  |  | #N/A |  | N/A | EER | 11.31 | N/A | N/A |  | PTAC (standard size) | 15 | 5 | 0.8 | 0.8 | 0.8 | 1.054 | 1.07 | 1.104 | 0 | PTAC≥8,000 - < 9,000 Btu(Standard Size)
| 12110 | PTAC | (Non-Standard Size) | PTAC≥9,000 - < 10,000 Btu | PTAC(Non-Standard Size) | CEF2-CI-HVAC-ACMAP | HVAC-47 | Unknown |  | H-E-1127 | PTAC | HVAC | Tons | 175 | ACs | BTU | 15 |  |  | PTAC (nonstandard size) | PTAC (nonstandard size) | N/A | N/A | 5000 | 999999 | Missing Project Inputs | Missing Project Inputs | N/A | N/A | EER | 10.9-(0.213*Capacity_BTU/1000) | PTACns | 0.5 |  |  | N/A |  |  |  |  | #N/A |  | N/A | EER | 8.78 | N/A | N/A |  | PTAC (nonstandard size) | 15 | 5 | 0.8 | 0.8 | 0.8 | 1.054 | 1.07 | 1.104 | 0 | PTAC≥9,000 - < 10,000 Btu(Non-Standard Size)
| 12110 | PTAC | (Standard Size) | PTAC≥9,000 - < 10,000 Btu | PTAC(Standard Size) | CEF2-CI-HVAC-ACMAP | HVAC-47 | Unknown |  | H-E-1127 | PTAC | HVAC | Tons | 175 | ACs | BTU | 15 |  |  | PTAC (nonstandard size) | PTAC (nonstandard size) | N/A | N/A | 5000 | 999999 | Missing Project Inputs | Missing Project Inputs | N/A | N/A | EER | 14-(0.300*Capacity_BTU/1000) | PTACs | 0.5 |  |  | N/A |  |  |  |  | #N/A |  | N/A | EER | 11.01 | N/A | N/A |  | PTAC (standard size) | 15 | 5 | 0.8 | 0.8 | 0.8 | 1.054 | 1.07 | 1.104 | 0 | PTAC≥9,000 - < 10,000 Btu(Standard Size)
| 12111 | PTAC | (Non-Standard Size) | PTAC≥10,000 - < 11,000 Btu | PTAC(Non-Standard Size) | CEF2-CI-HVAC-ACMAP | HVAC-47 | Unknown |  | H-E-1127 | PTAC | HVAC | Tons | 175 | ACs | BTU | 15 |  |  | PTAC (nonstandard size) | PTAC (nonstandard size) | N/A | N/A | 5000 | 999999 | Missing Project Inputs | Missing Project Inputs | N/A | N/A | EER | 10.9-(0.213*Capacity_BTU/1000) | PTACns | 0.5 |  |  | N/A |  |  |  |  | #N/A |  | N/A | EER | 8.57 | N/A | N/A |  | PTAC (nonstandard size) | 15 | 5 | 0.8 | 0.8 | 0.8 | 1.054 | 1.07 | 1.104 | 0 | PTAC≥10,000 - < 11,000 Btu(Non-Standard Size)
| 12111 | PTAC | (Standard Size) | PTAC≥10,000 - < 11,000 Btu | PTAC(Standard Size) | CEF2-CI-HVAC-ACMAP | HVAC-47 | Unknown |  | H-E-1127 | PTAC | HVAC | Tons | 175 | ACs | BTU | 15 |  |  | PTAC (nonstandard size) | PTAC (nonstandard size) | N/A | N/A | 5000 | 999999 | Missing Project Inputs | Missing Project Inputs | N/A | N/A | EER | 14-(0.300*Capacity_BTU/1000) | PTACs | 0.5 |  |  | N/A |  |  |  |  | #N/A |  | N/A | EER | 10.71 | N/A | N/A |  | PTAC (standard size) | 15 | 5 | 0.8 | 0.8 | 0.8 | 1.054 | 1.07 | 1.104 | 0 | PTAC≥10,000 - < 11,000 Btu(Standard Size)
| 12112 | PTAC | (Non-Standard Size) | PTAC≥11,000 - < 12,000 Btu | PTAC(Non-Standard Size) | CEF2-CI-HVAC-ACMAP | HVAC-47 | Unknown |  | H-E-1127 | PTAC | HVAC | Tons | 175 | ACs | BTU | 15 |  |  | PTAC (nonstandard size) | PTAC (nonstandard size) | N/A | N/A | 5000 | 999999 | Missing Project Inputs | Missing Project Inputs | N/A | N/A | EER | 10.9-(0.213*Capacity_BTU/1000) | PTACns | 0.5 |  |  | N/A |  |  |  |  | #N/A |  | N/A | EER | 8.35 | N/A | N/A |  | PTAC (nonstandard size) | 15 | 5 | 0.8 | 0.8 | 0.8 | 1.054 | 1.07 | 1.104 | 0 | PTAC≥11,000 - < 12,000 Btu(Non-Standard Size)
| 12112 | PTAC | (Standard Size) | PTAC≥11,000 - < 12,000 Btu | PTAC(Standard Size) | CEF2-CI-HVAC-ACMAP | HVAC-47 | Unknown |  | H-E-1127 | PTAC | HVAC | Tons | 175 | ACs | BTU | 15 |  |  | PTAC (nonstandard size) | PTAC (nonstandard size) | N/A | N/A | 5000 | 999999 | Missing Project Inputs | Missing Project Inputs | N/A | N/A | EER | 14-(0.300*Capacity_BTU/1000) | PTACs | 0.5 |  |  | N/A |  |  |  |  | #N/A |  | N/A | EER | 10.41 | N/A | N/A |  | PTAC (standard size) | 15 | 5 | 0.8 | 0.8 | 0.8 | 1.054 | 1.07 | 1.104 | 0 | PTAC≥11,000 - < 12,000 Btu(Standard Size)
| 12113 | PTAC | (Non-Standard Size) | PTAC≥12,000 - < 13,000 Btu | PTAC(Non-Standard Size) | CEF2-CI-HVAC-ACMAP | HVAC-47 | Unknown |  | H-E-1127 | PTAC | HVAC | Tons | 175 | ACs | BTU | 15 |  |  | PTAC (nonstandard size) | PTAC (nonstandard size) | N/A | N/A | 5000 | 999999 | Missing Project Inputs | Missing Project Inputs | N/A | N/A | EER | 10.9-(0.213*Capacity_BTU/1000) | PTACns | 0.5 |  |  | N/A |  |  |  |  | #N/A |  | N/A | EER | 8.14 | N/A | N/A |  | PTAC (nonstandard size) | 15 | 5 | 0.8 | 0.8 | 0.8 | 1.054 | 1.07 | 1.104 | 0 | PTAC≥12,000 - < 13,000 Btu(Non-Standard Size)
| 12113 | PTAC | (Standard Size) | PTAC≥12,000 - < 13,000 Btu | PTAC(Standard Size) | CEF2-CI-HVAC-ACMAP | HVAC-47 | Unknown |  | H-E-1127 | PTAC | HVAC | Tons | 175 | ACs | BTU | 15 |  |  | PTAC (nonstandard size) | PTAC (nonstandard size) | N/A | N/A | 5000 | 999999 | Missing Project Inputs | Missing Project Inputs | N/A | N/A | EER | 14-(0.300*Capacity_BTU/1000) | PTACs | 0.5 |  |  | N/A |  |  |  |  | #N/A |  | N/A | EER | 10.11 | N/A | N/A |  | PTAC (standard size) | 15 | 5 | 0.8 | 0.8 | 0.8 | 1.054 | 1.07 | 1.104 | 0 | PTAC≥12,000 - < 13,000 Btu(Standard Size)
| 12114 | PTAC | (Non-Standard Size) | PTAC≥13,000 - < 14,000 Btu | PTAC(Non-Standard Size) | CEF2-CI-HVAC-ACMAP | HVAC-47 | Unknown |  | H-E-1127 | PTAC | HVAC | Tons | 175 | ACs | BTU | 15 |  |  | PTAC (nonstandard size) | PTAC (nonstandard size) | N/A | N/A | 5000 | 999999 | Missing Project Inputs | Missing Project Inputs | N/A | N/A | EER | 10.9-(0.213*Capacity_BTU/1000) | PTACns | 0.5 |  |  | N/A |  |  |  |  | #N/A |  | N/A | EER | 7.93 | N/A | N/A |  | PTAC (nonstandard size) | 15 | 5 | 0.8 | 0.8 | 0.8 | 1.054 | 1.07 | 1.104 | 0 | PTAC≥13,000 - < 14,000 Btu(Non-Standard Size)
| 12114 | PTAC | (Standard Size) | PTAC≥13,000 - < 14,000 Btu | PTAC(Standard Size) | CEF2-CI-HVAC-ACMAP | HVAC-47 | Unknown |  | H-E-1127 | PTAC | HVAC | Tons | 175 | ACs | BTU | 15 |  |  | PTAC (nonstandard size) | PTAC (nonstandard size) | N/A | N/A | 5000 | 999999 | Missing Project Inputs | Missing Project Inputs | N/A | N/A | EER | 14-(0.300*Capacity_BTU/1000) | PTACs | 0.5 |  |  | N/A |  |  |  |  | #N/A |  | N/A | EER | 9.81 | N/A | N/A |  | PTAC (standard size) | 15 | 5 | 0.8 | 0.8 | 0.8 | 1.054 | 1.07 | 1.104 | 0 | PTAC≥13,000 - < 14,000 Btu(Standard Size)
| 12115 | PTAC | (Non-Standard Size) | PTAC≥14,000 - ≤ 15,000 Btu | PTAC(Non-Standard Size) | CEF2-CI-HVAC-ACMAP | HVAC-47 | Unknown |  | H-E-1127 | PTAC | HVAC | Tons | 175 | ACs | BTU | 15 |  |  | PTAC (nonstandard size) | PTAC (nonstandard size) | N/A | N/A | 5000 | 999999 | Missing Project Inputs | Missing Project Inputs | N/A | N/A | EER | 10.9-(0.213*Capacity_BTU/1000) | PTACns | 0.5 |  |  | N/A |  |  |  |  | #N/A |  | N/A | EER | 7.72 | N/A | N/A |  | PTAC (nonstandard size) | 15 | 5 | 0.8 | 0.8 | 0.8 | 1.054 | 1.07 | 1.104 | 0 | PTAC≥14,000 - ≤ 15,000 Btu(Non-Standard Size)
| 12115 | PTAC | (Standard Size) | PTAC≥14,000 - ≤ 15,000 Btu | PTAC(Standard Size) | CEF2-CI-HVAC-ACMAP | HVAC-47 | Unknown |  | H-E-1127 | PTAC | HVAC | Tons | 175 | ACs | BTU | 15 |  |  | PTAC (nonstandard size) | PTAC (nonstandard size) | N/A | N/A | 5000 | 999999 | Missing Project Inputs | Missing Project Inputs | N/A | N/A | EER | 14-(0.300*Capacity_BTU/1000) | PTACs | 0.5 |  |  | N/A |  |  |  |  | #N/A |  | N/A | EER | 9.51 | N/A | N/A |  | PTAC (standard size) | 15 | 5 | 0.8 | 0.8 | 0.8 | 1.054 | 1.07 | 1.104 | 0 | PTAC≥14,000 - ≤ 15,000 Btu(Standard Size)
| 12126 | PTHP | (Non-Standard Size), Whole Displacement | PTHP>15,000 Btu | PTHP(Non-Standard Size), Whole Displacement | CEF2-CI-HVAC-ASHPM | HVAC-65 | Whole Displacement | PTHP | H-E-1128 | PTHP | HVAC | Tons | 300 | Heat Pumps | BTU | 15 |  |  | PTHP (Nonstandard Size) | PTHP (Nonstandard Size) | N/A | N/A | 5000 | 999999 | Missing Project Inputs | Missing Project Inputs | COP | 2.5 | EER | 7.6 | PTHP | 0.5 |  |  | Heating (kBTU/hr) |  |  |  |  | #N/A |  | N/A | EER | 7.61 | COP | 2.51 |  | PTHP (Nonstandard Size) | 15 | 5 | 0.8 | 0.8 | 0.8 | 1.054 | 1.07 | 1.104 | 0 | PTHP>15,000 Btu(Non-Standard Size), Whole Displacement
| 12126 | PTHP | (Standard Size), Whole Displacement | PTHP>15,000 Btu | PTHP(Standard Size), Whole Displacement | CEF2-CI-HVAC-ASHPM | HVAC-65 | Whole Displacement | PTHP | H-E-1128 | PTHP | HVAC | Tons | 300 | Heat Pumps | BTU | 15 |  |  | PTHP (Standard Size) | PTHP (Standard Size) | N/A | N/A | 5000 | 999999 | Missing Project Inputs | Missing Project Inputs | COP | 2.9 | EER | 9.5 | PTHP | 0.5 |  |  | Heating (kBTU/hr) |  |  |  |  | #N/A |  | N/A | EER | 9.51 | COP | 2.91 |  | PTHP (Standard Size) | 15 | 5 | 0.8 | 0.8 | 0.8 | 1.054 | 1.07 | 1.104 | 0 | PTHP>15,000 Btu(Standard Size), Whole Displacement
| 11085 | PTHP | (Non-Standard Size), Whole Displacement | PTHP≥5,000 - < 7,000 Btu | PTHP(Non-Standard Size), Whole Displacement | CEF2-CI-HVAC-ASHPM | HVAC-56 | Whole Displacement | PTHP | H-E-1128 | PTHP | HVAC | Tons | 300 | Heat Pumps | BTU | 15 |  |  | PTHP (Nonstandard Size) | PTHP (Nonstandard Size) | N/A | N/A | 5000 | 999999 | Missing Project Inputs | Missing Project Inputs | COP | 2.7 | EER | 9.3 | PTHP | 0.5 |  |  | Heating (kBTU/hr) |  |  |  |  | #N/A |  | N/A | EER | 9.31 | COP | 2.71 |  | PTHP (Nonstandard Size) | 15 | 5 | 0.8 | 0.8 | 0.8 | 1.054 | 1.07 | 1.104 | 0 | PTHP≥5,000 - < 7,000 Btu(Non-Standard Size), Whole Displacement
| 11085 | PTHP | (Standard Size), Whole Displacement | PTHP≥5,000 - < 7,000 Btu | PTHP(Standard Size), Whole Displacement | CEF2-CI-HVAC-ASHPM | HVAC-56 | Whole Displacement | PTHP | H-E-1128 | PTHP | HVAC | Tons | 300 | Heat Pumps | BTU | 15 |  |  | PTHP (Standard Size) | PTHP (Standard Size) | N/A | N/A | 5000 | 999999 | Missing Project Inputs | Missing Project Inputs | COP | 3.3 | EER | 11.9 | PTHP | 0.5 |  |  | Heating (kBTU/hr) |  |  |  |  | #N/A |  | N/A | EER | 11.91 | COP | 3.31 |  | PTHP (Standard Size) | 15 | 5 | 0.8 | 0.8 | 0.8 | 1.054 | 1.07 | 1.104 | 0 | PTHP≥5,000 - < 7,000 Btu(Standard Size), Whole Displacement
| 11086 | PTHP | (Non-Standard Size), Whole Displacement | PTHP≥7,000 - < 8,000 Btu | PTHP(Non-Standard Size), Whole Displacement | CEF2-CI-HVAC-ASHPM | HVAC-57 | Whole Displacement | PTHP | H-E-1128 | PTHP | HVAC | Tons | 300 | Heat Pumps | BTU | 15 |  |  | PTHP (Nonstandard Size) | PTHP (Nonstandard Size) | N/A | N/A | 5000 | 999999 | Missing Project Inputs | Missing Project Inputs | COP | 2.9-(0.026*Capacity_BTU/1000) | EER | 10.8-(0.213*Capacity_BTU/1000) | PTHPns | 0.5 |  |  | Heating (kBTU/hr) |  |  |  |  | #N/A |  | N/A | EER | 9.11 | COP | 2.7 |  | PTHP (Nonstandard Size) | 15 | 5 | 0.8 | 0.8 | 0.8 | 1.054 | 1.07 | 1.104 | 0 | PTHP≥7,000 - < 8,000 Btu(Non-Standard Size), Whole Displacement
| 11086 | PTHP | (Standard Size), Whole Displacement | PTHP≥7,000 - < 8,000 Btu | PTHP(Standard Size), Whole Displacement | CEF2-CI-HVAC-ASHPM | HVAC-57 | Whole Displacement | PTHP | H-E-1128 | PTHP | HVAC | Tons | 300 | Heat Pumps | BTU | 15 |  |  | PTHP (Standard Size) | PTHP (Standard Size) | N/A | N/A | 5000 | 999999 | Missing Project Inputs | Missing Project Inputs | COP | 3.7-(0.052*Capacity_BTU/1000) | EER | 14-(0.300*Capacity_BTU/1000) | PTHPs | 0.5 |  |  | Heating (kBTU/hr) |  |  |  |  | #N/A |  | N/A | EER | 11.61 | COP | 3.29 |  | PTHP (Standard Size) | 15 | 5 | 0.8 | 0.8 | 0.8 | 1.054 | 1.07 | 1.104 | 0 | PTHP≥7,000 - < 8,000 Btu(Standard Size), Whole Displacement
| 12119 | PTHP | (Non-Standard Size), Whole Displacement | PTHP≥8,000 - < 9,000 Btu | PTHP(Non-Standard Size), Whole Displacement | CEF2-CI-HVAC-ASHPM | HVAC-57 | Whole Displacement | PTHP | H-E-1128 | PTHP | HVAC | Tons | 300 | Heat Pumps | BTU | 15 |  |  | PTHP (Nonstandard Size) | PTHP (Nonstandard Size) | N/A | N/A | 5000 | 999999 | Missing Project Inputs | Missing Project Inputs | COP | 2.9-(0.026*Capacity_BTU/1000) | EER | 10.8-(0.213*Capacity_BTU/1000) | PTHPns | 0.5 |  |  | Heating (kBTU/hr) |  |  |  |  | #N/A |  | N/A | EER | 8.89 | COP | 2.68 |  | PTHP (Nonstandard Size) | 15 | 5 | 0.8 | 0.8 | 0.8 | 1.054 | 1.07 | 1.104 | 0 | PTHP≥8,000 - < 9,000 Btu(Non-Standard Size), Whole Displacement
| 12119 | PTHP | (Standard Size), Whole Displacement | PTHP≥8,000 - < 9,000 Btu | PTHP(Standard Size), Whole Displacement | CEF2-CI-HVAC-ASHPM | HVAC-57 | Whole Displacement | PTHP | H-E-1128 | PTHP | HVAC | Tons | 300 | Heat Pumps | BTU | 15 |  |  | PTHP (Standard Size) | PTHP (Standard Size) | N/A | N/A | 5000 | 999999 | Missing Project Inputs | Missing Project Inputs | COP | 3.7-(0.052*Capacity_BTU/1000) | EER | 14-(0.300*Capacity_BTU/1000) | PTHPs | 0.5 |  |  | Heating (kBTU/hr) |  |  |  |  | #N/A |  | N/A | EER | 11.31 | COP | 3.24 |  | PTHP (Standard Size) | 15 | 5 | 0.8 | 0.8 | 0.8 | 1.054 | 1.07 | 1.104 | 0 | PTHP≥8,000 - < 9,000 Btu(Standard Size), Whole Displacement
| 12120 | PTHP | (Non-Standard Size), Whole Displacement | PTHP≥9,000 - < 10,000 Btu | PTHP(Non-Standard Size), Whole Displacement | CEF2-CI-HVAC-ASHPM | HVAC-57 | Whole Displacement | PTHP | H-E-1128 | PTHP | HVAC | Tons | 300 | Heat Pumps | BTU | 15 |  |  | PTHP (Nonstandard Size) | PTHP (Nonstandard Size) | N/A | N/A | 5000 | 999999 | Missing Project Inputs | Missing Project Inputs | COP | 2.9-(0.026*Capacity_BTU/1000) | EER | 10.8-(0.213*Capacity_BTU/1000) | PTHPns | 0.5 |  |  | Heating (kBTU/hr) |  |  |  |  | #N/A |  | N/A | EER | 8.68 | COP | 2.65 |  | PTHP (Nonstandard Size) | 15 | 5 | 0.8 | 0.8 | 0.8 | 1.054 | 1.07 | 1.104 | 0 | PTHP≥9,000 - < 10,000 Btu(Non-Standard Size), Whole Displacement
| 12120 | PTHP | (Standard Size), Whole Displacement | PTHP≥9,000 - < 10,000 Btu | PTHP(Standard Size), Whole Displacement | CEF2-CI-HVAC-ASHPM | HVAC-57 | Whole Displacement | PTHP | H-E-1128 | PTHP | HVAC | Tons | 300 | Heat Pumps | BTU | 15 |  |  | PTHP (Standard Size) | PTHP (Standard Size) | N/A | N/A | 5000 | 999999 | Missing Project Inputs | Missing Project Inputs | COP | 3.7-(0.052*Capacity_BTU/1000) | EER | 14-(0.300*Capacity_BTU/1000) | PTHPs | 0.5 |  |  | Heating (kBTU/hr) |  |  |  |  | #N/A |  | N/A | EER | 11.01 | COP | 3.19 |  | PTHP (Standard Size) | 15 | 5 | 0.8 | 0.8 | 0.8 | 1.054 | 1.07 | 1.104 | 0 | PTHP≥9,000 - < 10,000 Btu(Standard Size), Whole Displacement
| 12121 | PTHP | (Non-Standard Size), Whole Displacement | PTHP≥10,000 - < 11,000 Btu | PTHP(Non-Standard Size), Whole Displacement | CEF2-CI-HVAC-ASHPM | HVAC-57 | Whole Displacement | PTHP | H-E-1128 | PTHP | HVAC | Tons | 300 | Heat Pumps | BTU | 15 |  |  | PTHP (Nonstandard Size) | PTHP (Nonstandard Size) | N/A | N/A | 5000 | 999999 | Missing Project Inputs | Missing Project Inputs | COP | 2.9-(0.026*Capacity_BTU/1000) | EER | 10.8-(0.213*Capacity_BTU/1000) | PTHPns | 0.5 |  |  | Heating (kBTU/hr) |  |  |  |  | #N/A |  | N/A | EER | 8.47 | COP | 2.62 |  | PTHP (Nonstandard Size) | 15 | 5 | 0.8 | 0.8 | 0.8 | 1.054 | 1.07 | 1.104 | 0 | PTHP≥10,000 - < 11,000 Btu(Non-Standard Size), Whole Displacement
| 12121 | PTHP | (Standard Size), Whole Displacement | PTHP≥10,000 - < 11,000 Btu | PTHP(Standard Size), Whole Displacement | CEF2-CI-HVAC-ASHPM | HVAC-57 | Whole Displacement | PTHP | H-E-1128 | PTHP | HVAC | Tons | 300 | Heat Pumps | BTU | 15 |  |  | PTHP (Standard Size) | PTHP (Standard Size) | N/A | N/A | 5000 | 999999 | Missing Project Inputs | Missing Project Inputs | COP | 3.7-(0.052*Capacity_BTU/1000) | EER | 14-(0.300*Capacity_BTU/1000) | PTHPs | 0.5 |  |  | Heating (kBTU/hr) |  |  |  |  | #N/A |  | N/A | EER | 10.71 | COP | 3.14 |  | PTHP (Standard Size) | 15 | 5 | 0.8 | 0.8 | 0.8 | 1.054 | 1.07 | 1.104 | 0 | PTHP≥10,000 - < 11,000 Btu(Standard Size), Whole Displacement
| 12122 | PTHP | (Non-Standard Size), Whole Displacement | PTHP≥11,000 - < 12,000 Btu | PTHP(Non-Standard Size), Whole Displacement | CEF2-CI-HVAC-ASHPM | HVAC-57 | Whole Displacement | PTHP | H-E-1128 | PTHP | HVAC | Tons | 300 | Heat Pumps | BTU | 15 |  |  | PTHP (Nonstandard Size) | PTHP (Nonstandard Size) | N/A | N/A | 5000 | 999999 | Missing Project Inputs | Missing Project Inputs | COP | 2.9-(0.026*Capacity_BTU/1000) | EER | 10.8-(0.213*Capacity_BTU/1000) | PTHPns | 0.5 |  |  | Heating (kBTU/hr) |  |  |  |  | #N/A |  | N/A | EER | 8.25 | COP | 2.6 |  | PTHP (Nonstandard Size) | 15 | 5 | 0.8 | 0.8 | 0.8 | 1.054 | 1.07 | 1.104 | 0 | PTHP≥11,000 - < 12,000 Btu(Non-Standard Size), Whole Displacement
| 12122 | PTHP | (Standard Size), Whole Displacement | PTHP≥11,000 - < 12,000 Btu | PTHP(Standard Size), Whole Displacement | CEF2-CI-HVAC-ASHPM | HVAC-57 | Whole Displacement | PTHP | H-E-1128 | PTHP | HVAC | Tons | 300 | Heat Pumps | BTU | 15 |  |  | PTHP (Standard Size) | PTHP (Standard Size) | N/A | N/A | 5000 | 999999 | Missing Project Inputs | Missing Project Inputs | COP | 3.7-(0.052*Capacity_BTU/1000) | EER | 14-(0.300*Capacity_BTU/1000) | PTHPs | 0.5 |  |  | Heating (kBTU/hr) |  |  |  |  | #N/A |  | N/A | EER | 10.41 | COP | 3.09 |  | PTHP (Standard Size) | 15 | 5 | 0.8 | 0.8 | 0.8 | 1.054 | 1.07 | 1.104 | 0 | PTHP≥11,000 - < 12,000 Btu(Standard Size), Whole Displacement
| 12123 | PTHP | (Non-Standard Size), Whole Displacement | PTHP≥12,000 - < 13,000 Btu | PTHP(Non-Standard Size), Whole Displacement | CEF2-CI-HVAC-ASHPM | HVAC-57 | Whole Displacement | PTHP | H-E-1128 | PTHP | HVAC | Tons | 300 | Heat Pumps | BTU | 15 |  |  | PTHP (Nonstandard Size) | PTHP (Nonstandard Size) | N/A | N/A | 5000 | 999999 | Missing Project Inputs | Missing Project Inputs | COP | 2.9-(0.026*Capacity_BTU/1000) | EER | 10.8-(0.213*Capacity_BTU/1000) | PTHPns | 0.5 |  |  | Heating (kBTU/hr) |  |  |  |  | #N/A |  | N/A | EER | 8.04 | COP | 2.57 |  | PTHP (Nonstandard Size) | 15 | 5 | 0.8 | 0.8 | 0.8 | 1.054 | 1.07 | 1.104 | 0 | PTHP≥12,000 - < 13,000 Btu(Non-Standard Size), Whole Displacement
| 12123 | PTHP | (Standard Size), Whole Displacement | PTHP≥12,000 - < 13,000 Btu | PTHP(Standard Size), Whole Displacement | CEF2-CI-HVAC-ASHPM | HVAC-57 | Whole Displacement | PTHP | H-E-1128 | PTHP | HVAC | Tons | 300 | Heat Pumps | BTU | 15 |  |  | PTHP (Standard Size) | PTHP (Standard Size) | N/A | N/A | 5000 | 999999 | Missing Project Inputs | Missing Project Inputs | COP | 3.7-(0.052*Capacity_BTU/1000) | EER | 14-(0.300*Capacity_BTU/1000) | PTHPs | 0.5 |  |  | Heating (kBTU/hr) |  |  |  |  | #N/A |  | N/A | EER | 10.11 | COP | 3.03 |  | PTHP (Standard Size) | 15 | 5 | 0.8 | 0.8 | 0.8 | 1.054 | 1.07 | 1.104 | 0 | PTHP≥12,000 - < 13,000 Btu(Standard Size), Whole Displacement
| 12124 | PTHP | (Non-Standard Size), Whole Displacement | PTHP≥13,000 - < 14,000 Btu | PTHP(Non-Standard Size), Whole Displacement | CEF2-CI-HVAC-ASHPM | HVAC-57 | Whole Displacement | PTHP | H-E-1128 | PTHP | HVAC | Tons | 300 | Heat Pumps | BTU | 15 |  |  | PTHP (Nonstandard Size) | PTHP (Nonstandard Size) | N/A | N/A | 5000 | 999999 | Missing Project Inputs | Missing Project Inputs | COP | 2.9-(0.026*Capacity_BTU/1000) | EER | 10.8-(0.213*Capacity_BTU/1000) | PTHPns | 0.5 |  |  | Heating (kBTU/hr) |  |  |  |  | #N/A |  | N/A | EER | 7.83 | COP | 2.55 |  | PTHP (Nonstandard Size) | 15 | 5 | 0.8 | 0.8 | 0.8 | 1.054 | 1.07 | 1.104 | 0 | PTHP≥13,000 - < 14,000 Btu(Non-Standard Size), Whole Displacement
| 12124 | PTHP | (Standard Size), Whole Displacement | PTHP≥13,000 - < 14,000 Btu | PTHP(Standard Size), Whole Displacement | CEF2-CI-HVAC-ASHPM | HVAC-57 | Whole Displacement | PTHP | H-E-1128 | PTHP | HVAC | Tons | 300 | Heat Pumps | BTU | 15 |  |  | PTHP (Standard Size) | PTHP (Standard Size) | N/A | N/A | 5000 | 999999 | Missing Project Inputs | Missing Project Inputs | COP | 3.7-(0.052*Capacity_BTU/1000) | EER | 14-(0.300*Capacity_BTU/1000) | PTHPs | 0.5 |  |  | Heating (kBTU/hr) |  |  |  |  | #N/A |  | N/A | EER | 9.81 | COP | 2.98 |  | PTHP (Standard Size) | 15 | 5 | 0.8 | 0.8 | 0.8 | 1.054 | 1.07 | 1.104 | 0 | PTHP≥13,000 - < 14,000 Btu(Standard Size), Whole Displacement
| 12125 | PTHP | (Non-Standard Size), Whole Displacement | PTHP≥14,000 - ≤ 15,000 Btu | PTHP(Non-Standard Size), Whole Displacement | CEF2-CI-HVAC-ASHPM | HVAC-57 | Whole Displacement | PTHP | H-E-1128 | PTHP | HVAC | Tons | 300 | Heat Pumps | BTU | 15 |  |  | PTHP (Nonstandard Size) | PTHP (Nonstandard Size) | N/A | N/A | 5000 | 999999 | Missing Project Inputs | Missing Project Inputs | COP | 2.9-(0.026*Capacity_BTU/1000) | EER | 10.8-(0.213*Capacity_BTU/1000) | PTHPns | 0.5 |  |  | Heating (kBTU/hr) |  |  |  |  | #N/A |  | N/A | EER | 7.62 | COP | 2.52 |  | PTHP (Nonstandard Size) | 15 | 5 | 0.8 | 0.8 | 0.8 | 1.054 | 1.07 | 1.104 | 0 | PTHP≥14,000 - ≤ 15,000 Btu(Non-Standard Size), Whole Displacement
| 12125 | PTHP | (Standard Size), Whole Displacement | PTHP≥14,000 - ≤ 15,000 Btu | PTHP(Standard Size), Whole Displacement | CEF2-CI-HVAC-ASHPM | HVAC-57 | Whole Displacement | PTHP | H-E-1128 | PTHP | HVAC | Tons | 300 | Heat Pumps | BTU | 15 |  |  | PTHP (Standard Size) | PTHP (Standard Size) | N/A | N/A | 5000 | 999999 | Missing Project Inputs | Missing Project Inputs | COP | 3.7-(0.052*Capacity_BTU/1000) | EER | 14-(0.300*Capacity_BTU/1000) | PTHPs | 0.5 |  |  | Heating (kBTU/hr) |  |  |  |  | #N/A |  | N/A | EER | 9.51 | COP | 2.93 |  | PTHP (Standard Size) | 15 | 5 | 0.8 | 0.8 | 0.8 | 1.054 | 1.07 | 1.104 | 0 | PTHP≥14,000 - ≤ 15,000 Btu(Standard Size), Whole Displacement
| 12129 | Single Package Vertical AC - Tier 1 | ≤20 tons | Single Package Vertical AC - Tier 1>11.25 and ≤20 tons | Single Package Vertical AC - Tier 1≤20 tons | CEF2-CI-HVAC-ACMAP | HVAC-23 | Unknown |  | H-E-1065 | Single Package Vertical AC > 11.25 and ≤ 20 tons Tier 1 | HVAC | Tons | 300 | ACs | Tons | 15 |  |  | Single Packaged Vertical Air Conditioner | Single Packaged Vertical Air Conditioner | N/A | N/A | 0.01 | 20 | Missing Project Inputs | Missing Project Inputs | N/A | N/A | EER | 10.1 | HVAC3 | 0.5 |  |  | N/A |  |  |  |  | #N/A |  | N/A | EER | 10.11 | N/A | N/A | Tier 1 | Single Packaged Vertical Air Conditioner | 15 | 5 | 0.8 | 0.8 | 0.8 | 1.054 | 1.07 | 1.104 | 0 | Single Package Vertical AC - Tier 1>11.25 and ≤20 tons≤20 tons
| 12128 | Single Package Vertical AC - Tier 1 | ≤20 tons | Single Package Vertical AC - Tier 1>5.4 and ≤11.25 tons | Single Package Vertical AC - Tier 1≤20 tons | CEF2-CI-HVAC-ACMAP | HVAC-21 | Unknown |  | H-E-1067 | Single Package Vertical AC > 5.4 and ≤ 11.25 tons Tier 1 | HVAC | Tons | 300 | ACs | Tons | 15 |  |  | Single Packaged Vertical Air Conditioner | Single Packaged Vertical Air Conditioner | N/A | N/A | 0.01 | 20 | Missing Project Inputs | Missing Project Inputs | N/A | N/A | EER | 10 | HVAC3 | 0.5 |  |  | N/A |  |  |  |  | #N/A |  | N/A | EER | 10.01 | N/A | N/A | Tier 1 | Single Packaged Vertical Air Conditioner | 15 | 5 | 0.8 | 0.8 | 0.8 | 1.054 | 1.07 | 1.104 | 0 | Single Package Vertical AC - Tier 1>5.4 and ≤11.25 tons≤20 tons
| 12127 | Single Package Vertical AC - Tier 1 | ≤20 tons | Single Package Vertical AC - Tier 1≤5.4 tons | Single Package Vertical AC - Tier 1≤20 tons | CEF2-CI-HVAC-ACMAP | HVAC-1 | Unknown |  | H-E-1063 | Single Package Vertical AC ≤ 5.4 tons Tier 1 | HVAC | Tons | 300 | ACs | Tons | 15 |  |  | Single Packaged Vertical Air Conditioner | Single Packaged Vertical Air Conditioner | N/A | N/A | 0.01 | 20 | Missing Project Inputs | Missing Project Inputs | N/A | N/A | EER | 11 | HVAC3 | 0.5 |  |  | N/A |  |  |  |  | #N/A |  | N/A | EER | 11.01 | N/A | N/A | Tier 1 | Single Packaged Vertical Air Conditioner | 15 | 5 | 0.8 | 0.8 | 0.8 | 1.054 | 1.07 | 1.104 | 0 | Single Package Vertical AC - Tier 1≤5.4 tons≤20 tons
| 12130 | Single Package Vertical AC - Tier 2 | ≤5.4 tons | Single Package Vertical AC - Tier 2≤5.4 tons | Single Package Vertical AC - Tier 2≤5.4 tons | CEF2-CI-HVAC-ACMAP | HVAC-4 | Unknown |  | H-E-1064 | Single Package Vertical AC ≤ 5.4 tons Tier 2 | HVAC | Tons | 300 | ACs | Tons | 15 |  |  | Single Packaged Vertical Air Conditioner | Single Packaged Vertical Air Conditioner | N/A | N/A | 0.01 | 5.4 | Missing Project Inputs | Missing Project Inputs | N/A | N/A | EER | 11 | HVAC3 | 0.5 |  |  | N/A |  |  |  |  | #N/A |  | N/A | EER | 11.6 | N/A | N/A | Tier 2 | Single Packaged Vertical Air Conditioner | 15 | 5 | 0.8 | 0.8 | 0.8 | 1.054 | 1.07 | 1.104 | 0 | Single Package Vertical AC - Tier 2≤5.4 tons≤5.4 tons
| 12134 | Single Package Vertical HP | ≤11.25 tons | Single Package Vertical HP>5.4 and ≤11.25 tons | Single Package Vertical HP≤11.25 tons | CEF2-CI-HVAC-ASHPM | HVAC-27 | Whole Displacement |  | H-E-1073 | Single Package Vertical HP > 5.4 and ≤ 11.25 tons Tier 1 | HVAC | Tons | 300 | ACs | Tons | 15 |  |  | Single Packaged Vertical Heat Pump | Single Packaged Vertical Heat Pump | N/A | N/A | 0.01 | 11.25 | Missing Project Inputs | Missing Project Inputs | COP | 3 | EER | 10 | HVAC4 | 0.5 |  |  | Heating (kBTU/hr) |  |  |  |  | #N/A |  | N/A | EER | 10.01 | COP | 3.01 | Tier 1 | Single Package Vertical Heat Pump | 15 | 5 | 0.8 | 0.8 | 0.8 | 1.054 | 1.07 | 1.104 | 0 | Single Package Vertical HP>5.4 and ≤11.25 tons≤11.25 tons
| 12133 | Single Package Vertical HP | ≤11.25 tons | Single Package Vertical HP≤5.4 tons | Single Package Vertical HP≤11.25 tons | CEF2-CI-HVAC-ASHPM | HVAC-25 | Whole Displacement |  | H-E-1069 | Single Package Vertical HP ≤ 5.4 tons Tier 1 | HVAC | Tons | 300 | ACs | Tons | 15 |  |  | Single Packaged Vertical Heat Pump | Single Packaged Vertical Heat Pump | N/A | N/A | 0.01 | 11.25 | Missing Project Inputs | Missing Project Inputs | COP | 3.3 | EER | 11 | HVAC4 | 0.5 |  |  | Heating (kBTU/hr) |  |  |  |  | #N/A |  | N/A | EER | 11.01 | COP | 3.31 | Tier 1 | Single Package Vertical Heat Pump | 15 | 5 | 0.8 | 0.8 | 0.8 | 1.054 | 1.07 | 1.104 | 0 | Single Package Vertical HP≤5.4 tons≤11.25 tons
| 12256 | Water Source Heat Pump - Tier 1 | All Sizes | Water Source Heat Pump - Tier 1>1.4 Tons and ≤5.4 Tons | Water Source Heat Pump - Tier 1All Sizes | CEF2-CI-HVAC-GWSHP | HVAC-37 |  |  | H-E-1108 | Water Source Heat Pump, >1.4 Tons & ≤ 5.4 Tons, Tier 1 | HVAC | Tons | 300 | Heat Pumps | Tons | 15 |  |  | Water-to-air, water loop | Water-to-air, water loop | N/A | N/A | 0.01 | 11.25 | Missing Project Inputs | Missing Project Inputs | COP | 4.3 | EER | 13 | HVAC4 | 1.5 |  |  | Heating (kBTU/hr) |  |  |  |  | #N/A |  | N/A | EER | 13.7 | COP | 4.5 |  |  | 15 | 5 | 0.8 | 0.8 | 0.8 | 1.054 | 1.07 | 1.104 | 0 | Water Source Heat Pump - Tier 1>1.4 Tons and ≤5.4 TonsAll Sizes
| 12257 | Water Source Heat Pump - Tier 1 | All Sizes | Water Source Heat Pump - Tier 1>5.4 Tons and ≤11.25 Tons | Water Source Heat Pump - Tier 1All Sizes | CEF2-CI-HVAC-GWSHP | HVAC-39 |  |  | H-E-1110 | Water Source Heat Pump, >5.4 Tons & ≤ 11.25 Tons, Tier 1 | HVAC | Tons | 300 | Heat Pumps | Tons | 15 |  |  | Water-to-air, water loop | Water-to-air, water loop | N/A | N/A | 0.01 | 11.25 | Missing Project Inputs | Missing Project Inputs | COP | 4.3 | EER | 13 | HVAC4 | 2.5 |  |  | Heating (kBTU/hr) |  |  |  |  | #N/A |  | N/A | EER | 13.7 | COP | 4.5 |  |  | 15 | 5 | 0.8 | 0.8 | 0.8 | 1.054 | 1.07 | 1.104 | 0 | Water Source Heat Pump - Tier 1>5.4 Tons and ≤11.25 TonsAll Sizes
| 12255 | Water Source Heat Pump - Tier 1 | All Sizes | Water Source Heat Pump - Tier 1≤1.4 Tons | Water Source Heat Pump - Tier 1All Sizes | CEF2-CI-HVAC-GWSHP | HVAC-35 |  |  | H-E-1106 | Water Source Heat Pump, ≤ 1.4 Tons , Tier 1 | HVAC | Tons | 300 | Heat Pumps | Tons | 15 |  |  | Water-to-air, water loop | Water-to-air, water loop | N/A | N/A | 0.01 | 11.25 | Missing Project Inputs | Missing Project Inputs | COP | 4.3 | EER | 12.2 | HVAC4 | 0.5 |  |  | Heating (kBTU/hr) |  |  |  |  | #N/A |  | N/A | EER | 12.8 | COP | 4.5 |  |  | 15 | 5 | 0.8 | 0.8 | 0.8 | 1.054 | 1.07 | 1.104 | 0 | Water Source Heat Pump - Tier 1≤1.4 TonsAll Sizes
| 12259 | Water Source Heat Pump - Tier 2 | All Sizes | Water Source Heat Pump - Tier 2>1.4 Tons and ≤5.4 Tons | Water Source Heat Pump - Tier 2All Sizes | CEF2-CI-HVAC-GWSHP | HVAC-38 |  |  | H-E-1109 | Water Source Heat Pump, >1.4 Tons & ≤ 5.4 Tons, Tier 2 | HVAC | Tons | 300 | Heat Pumps | Tons | 15 |  |  | Water-to-air, water loop | Water-to-air, water loop | N/A | N/A | 0.01 | 11.25 | Missing Project Inputs | Missing Project Inputs | COP | 4.3 | EER | 13 | HVAC4 | 4.5 |  |  | Heating (kBTU/hr) |  |  |  |  | #N/A |  | N/A | EER | 14.6 | COP | 4.8 |  |  | 15 | 5 | 0.8 | 0.8 | 0.8 | 1.054 | 1.07 | 1.104 | 0 | Water Source Heat Pump - Tier 2>1.4 Tons and ≤5.4 TonsAll Sizes
| 12260 | Water Source Heat Pump - Tier 2 | All Sizes | Water Source Heat Pump - Tier 2>5.4 Tons and ≤11.25 Tons | Water Source Heat Pump - Tier 2All Sizes | CEF2-CI-HVAC-GWSHP | HVAC-40 |  |  | H-E-1111 | Water Source Heat Pump, >5.4 Tons & ≤ 11.25 Tons, Tier 2 | HVAC | Tons | 300 | Heat Pumps | Tons | 15 |  |  | Water-to-air, water loop | Water-to-air, water loop | N/A | N/A | 0.01 | 11.25 | Missing Project Inputs | Missing Project Inputs | COP | 4.3 | EER | 13 | HVAC4 | 5.5 |  |  | Heating (kBTU/hr) |  |  |  |  | #N/A |  | N/A | EER | 14.6 | COP | 4.8 |  |  | 15 | 5 | 0.8 | 0.8 | 0.8 | 1.054 | 1.07 | 1.104 | 0 | Water Source Heat Pump - Tier 2>5.4 Tons and ≤11.25 TonsAll Sizes
| 12258 | Water Source Heat Pump - Tier 2 | All Sizes | Water Source Heat Pump - Tier 2≤1.4 Tons | Water Source Heat Pump - Tier 2All Sizes | CEF2-CI-HVAC-GWSHP | HVAC-36 |  |  | H-E-1107 | Water Source Heat Pump, ≤ 1.4 Tons , Tier 2 | HVAC | Tons | 300 | Heat Pumps | Tons | 15 |  |  | Water-to-air, water loop | Water-to-air, water loop | N/A | N/A | 0.01 | 11.25 | Missing Project Inputs | Missing Project Inputs | COP | 4.3 | EER | 12.2 | HVAC4 | 3.5 |  |  | Heating (kBTU/hr) |  |  |  |  | #N/A |  | N/A | EER | 13.7 | COP | 4.8 |  |  | 15 | 5 | 0.8 | 0.8 | 0.8 | 1.054 | 1.07 | 1.104 | 0 | Water Source Heat Pump - Tier 2≤1.4 TonsAll Sizes
| 12352 | Water-Cooled Air Conditioner | ≥11.25 and ≤63.33 tons | Water-Cooled Air Conditioner≥11.25 and <20 tons | Water-Cooled Air Conditioner≥11.25 and ≤63.33 tons | CEF2-CI-HVAC-ACMAP | HVAC-33 | Unknown |  | H-E-1024 | Water-Cooled Air Conditioner≥11.25 and ≤63.33 tons | HVAC | Tons | 300 | ACs | Tons | 15 |  |  | Water Cooled Air Conditioner | Water Cooled Air Conditioner | IEER | 13.7 | 11.25 | 63.33 | Missing Project Inputs | Missing Project Inputs | N/A | N/A | EER | 12.3 | HVAC1 | 0.5 |  |  | N/A |  |  |  |  | #N/A | IEER | 13.71 | EER | 12.31 | N/A | N/A | Tier 1 | Water Cooled Air Conditioner | 15 | 5 | 0.93 | 0.93 | 0.93 | 1.054 | 1.07 | 1.104 | 0 | Water-Cooled Air Conditioner≥11.25 and <20 tons≥11.25 and ≤63.33 tons
| 12353 | Water-Cooled Air Conditioner | ≥11.25 and ≤63.33 tons | Water-Cooled Air Conditioner≥20 tons and ≤63.33 tons | Water-Cooled Air Conditioner≥11.25 and ≤63.33 tons | CEF2-CI-HVAC-ACMAP | HVAC-33 | Unknown |  | H-E-1024 | Water-Cooled Air Conditioner≥11.25 and ≤63.33 tons | HVAC | Tons | 300 | ACs | Tons | 15 |  |  | Water Cooled Air Conditioner | Water Cooled Air Conditioner | IEER | 13.4 | 11.25 | 63.33 | Missing Project Inputs | Missing Project Inputs | N/A | N/A | EER | 12.2 | HVAC1 | 0.5 |  |  | N/A |  |  |  |  | #N/A | IEER | 13.41 | EER | 12.21 | N/A | N/A | Tier 1 | Water Cooled Air Conditioner | 15 | 5 | 0.93 | 0.93 | 0.93 | 1.054 | 1.07 | 1.104 | 0 | Water-Cooled Air Conditioner≥20 tons and ≤63.33 tons≥11.25 and ≤63.33 tons
Sort table by Category A-Z
Heating | Measure Number | Category | Sub-Category | Measure Lookup | etrack Equipment Type | eTRM Measure Code | Utility Working Group ID | DNV Ref # | DNV Measure Name | End Use | Incentive Unit | Current Incentive | Quantity Unit | CalcType | Measure Life (Years) | Baseline Definition | Baseline Efficiency Value | Capacity Units | Efficiency Units | EFLH_h | Min Value | Max Value | CF | PDF | Load Factor | Deemed Therm | Energy Savings Factor | kWh/MMBtu | TRMBuildingType | Qualifying Efficiency | EUL | RUL | ntgValue_2025 | ntgValue_2026 | ntgValue_2027 | rr_kwh | rr_kw | rr_therms
Category Dropdown | 13001 | Condensing Unit Heater | ≥90% Ec | Condensing Unit Heater≥90% Ec | Unit Heater, Gas Fired | CEF2-CI-HVAC-FUHB | HVAC-87 | H-G-1013 | Condensing Unit Heater, 90% AFUE | HVAC | Heaters | 750 | Heaters | GF | 18 | Ec | 0.8 | MBH | Ec | Missing Project Inputs | 0 | 999999 | N/A | #N/A | 0.9 | 266 |  |  | #N/A | 90% | 18 | 6 | 0.84 | 0.84 | 0.84 | 1.054 | 1.07 | 1.104
Condensing Unit Heater | 13002 | Gas Furnace <225 kBtu | >95% AFUE | Gas Furnace <225 kBtu>95% AFUE | Furnace, Gas Fired | CEF2-CI-HVAC-FUHB | HVAC-67 | H-G-1015 | Gas Furnace < 225 kBtu 95% AFUE | HVAC | Furnaces | 1150 | Furnaces | GF | 20 | AFUE | 0.8 | Input (kBTU/hr) | AFUE | Missing Project Inputs | 0 | 225 | N/A | #N/A | 0.9 |  |  |  | #N/A | 95.01% | 20 | 6.67 | 0.84 | 0.84 | 0.84 | 1.054 | 1.07 | 1.104
Gas Furnace <225 kBtu | 13003 | Gas Furnace <225 kBtu | >97% AFUE | Gas Furnace <225 kBtu>97% AFUE | Furnace, Gas Fired | CEF2-CI-HVAC-FUHB | HVAC-68 | H-G-1016 | Gas Furnace < 225 kBtu 97% AFUE | HVAC | Furnaces | 1500 | Furnaces | GF | 20 | AFUE | 0.8 | Input (kBTU/hr) | AFUE | Missing Project Inputs | 0 | 225 | N/A | #N/A | 0.9 |  |  |  | #N/A | 97.01% | 20 | 6.67 | 0.84 | 0.84 | 0.84 | 1.054 | 1.07 | 1.104
Gas Furnace ≥225 kBtu | 11087 | Gas Furnace ≥225 kBtu | >95% Et | Gas Furnace ≥225 kBtu>95% Et | Furnace, Gas Fired | CEF2-CI-HVAC-FUHB | HVAC-67 | H-G-1017 | Gas Furnace ≥ 225 kBtu 95% AFUE | HVAC | Furnaces | 1150 | Furnaces | GF | 20 | Et | 0.81 | Input (kBTU/hr) | Et | Missing Project Inputs | 225 | 999999 | N/A | #N/A | 0.9 |  |  |  | #N/A | 95.01% | 20 | 6.67 | 0.84 | 0.84 | 0.84 | 1.054 | 1.07 | 1.104
Gas Infrared Heater | 11088 | Gas Furnace ≥225 kBtu | >97% Et | Gas Furnace ≥225 kBtu>97% Et | Furnace, Gas Fired | CEF2-CI-HVAC-FUHB | HVAC-68 | H-G-1018 | Gas Furnace ≥ 225 kBtu 97% AFUE | HVAC | Furnaces | 1500 | Furnaces | GF | 20 | Et | 0.81 | Input (kBTU/hr) | Et | Missing Project Inputs | 225 | 999999 | N/A | #N/A | 0.9 |  |  |  | #N/A | 97.01% | 20 | 6.67 | 0.84 | 0.84 | 0.84 | 1.054 | 1.07 | 1.104
| 13006 | Gas Infrared Heater | ≤100 Mbtu/h | Gas Infrared Heater≤100 Mbtu/h |  | CEF2-CI-HVAC-IH | HVAC-108 | H-G-1019 | Gas Infrared Heater ≤ 100 Mbtu/h | HVAC | Heaters | 2000 | Heaters | GIH | 17 |  |  | Input (kBTU/hr) | N/A | Missing Project Inputs | 0 | 100000 | N/A | #N/A | 0.9 |  |  |  | #N/A |  | 17 | 5.7 | 0.64 | 0.64 | 0.64 | 1.054 | 1.07 | 1.104
| 13007 | Gas Infrared Heater | >100 Mbtu/h | Gas Infrared Heater>100 Mbtu/h |  | CEF2-CI-HVAC-IH | HVAC-109 | H-G-1020 | Gas Infrared Heater > 100 Mbtu/h | HVAC | Heaters | 2000 | Heaters | GIH | 17 |  |  | Input (kBTU/hr) | N/A | Missing Project Inputs | 100000.01 | 999999 | N/A | #N/A | 0.9 |  |  |  | #N/A |  | 17 | 5.7 | 0.64 | 0.64 | 0.64 | 1.054 | 1.07 | 1.104
| 13008 | Tune-Up | Boiler (Process Heating) | Tune-UpBoiler (Process Heating) |  | CEF2-CI-HVAC-MC | HVAC-102 | H-G-1009 | Boiler Tune-up | HVAC | Input (kBTU/hr) | 1 | Boilers | TuneB | 3 |  | 0 | Input (kBTU/hr) | Ec | Missing Project Inputs | 0 | 999999 | 0.478 | #N/A | 1.3 |  |  |  | #N/A |  | 3 |  | 1 | 1 | 1 | 1.054 | 1.07 | 1.104
| 13009 | Tune-Up | Boiler (Space Heating) | Tune-UpBoiler (Space Heating) |  | CEF2-CI-HVAC-MC | HVAC-102 | H-G-1009 | Boiler Tune-up | HVAC | Input (kBTU/hr) | 1 | Boilers | TuneB | 3 |  | 0 | Input (kBTU/hr) | Ec | Missing Project Inputs | 0 | 999999 | 0.478 | #N/A | 1.3 |  |  |  | #N/A |  | 3 |  | 1 | 1 | 1 | 1.054 | 1.07 | 1.104
| 13010 | Tune-Up | Furnace | Tune-UpFurnace |  | CEF2-CI-HVAC-MC | HVAC-103 | H-G-1025 | Furnace Tune Up | HVAC | Furnaces | 250 | Furnaces | TuneF | 3 |  | 0 | Input (kBTU/hr) | Ec | Missing Project Inputs | 0 | 999999 | 0.478 | #N/A |  |  | 0.05 | 5 | #N/A |  | 3 |  | 1 | 1 | 1 | 1.054 | 1.07 | 1.104
Sort table by Category A-Z
Water Heating & Boilers | Measure Number | Category | Sub-Category | Measure Lookup | Measure Lookup2 | eTRM Measure Code | Utility Working Group ID | DNV Ref # | DNV Measure Name | End Use | Incentive Unit | Current Incentive | Quantity Unit | Capacity Unit | CalcType | Electric Energy Savings (Annual kWh/unit) | Measure Life (Years) | HW Savings Factor | Efficiency Type | Baseline Efficiency | Qualifying Efficiency | Minimum Capacity | Maximum Capacity | Minimum Storage Capacity | Maximum Storage Capacity | TRMBuildingType | eTrack Equipment Type | eTrack Existing Equipment Type | EUL | RUL | ntgValue_2025 | ntgValue_2026 | ntgValue_2027 | PDF | CF | rr_kwh | rr_kw | rr_therms
Category Dropdown | 11089 | Boiler Economizer | Hot Water Boiler | Boiler EconomizerHot Water Boiler - 800 to 1600 MBH | Boiler EconomizerHot Water Boiler | CEF2-CI-HVAC-BLEC |  |  |  | HVAC | Controls | 1500 | Controls | MBH | BoilerEcon |  | 6.67 |  | N/A | N/A | MMBtu | 0.01 | 99999999 | N/A | N/A | #N/A |  |  | 6.67 | 6.67 | 1 | 1 | 1 | #N/A | N/A | 1.054 | 1.07 | 1.104
Boiler Economizer | 11090 | Boiler Economizer | Hot Water Boiler | Boiler EconomizerHot Water Boiler - 1600 to 3000 MBH | Boiler EconomizerHot Water Boiler | CEF2-CI-HVAC-BLEC |  |  |  | HVAC | Controls | 1800 | Controls | MBH | BoilerEcon |  | 6.67 |  | N/A | N/A | MMBtu | 0.01 | 99999999 | N/A | N/A | #N/A |  |  | 6.67 | 6.67 | 1 | 1 | 1 | #N/A | N/A | 1.054 | 1.07 | 1.104
Boiler Outside Air Reset Control | 11091 | Boiler Economizer | Hot Water Boiler | Boiler EconomizerHot Water Boiler - 3000 to 3500 MBH | Boiler EconomizerHot Water Boiler | CEF2-CI-HVAC-BLEC |  |  |  | HVAC | Controls | 2100 | Controls | MBH | BoilerEcon |  | 6.67 |  | N/A | N/A | MMBtu | 0.01 | 99999999 | N/A | N/A | #N/A |  |  | 6.67 | 6.67 | 1 | 1 | 1 | #N/A | N/A | 1.054 | 1.07 | 1.104
Condensing Integrated Boiler & Water Heater | 11092 | Boiler Economizer | Hot Water Boiler | Boiler EconomizerHot Water Boiler - 3500 to 4000 MBH | Boiler EconomizerHot Water Boiler | CEF2-CI-HVAC-BLEC |  |  |  | HVAC | Controls | 2400 | Controls | MBH | BoilerEcon |  | 6.67 |  | N/A | N/A | MMBtu | 0.01 | 99999999 | N/A | N/A | #N/A |  |  | 6.67 | 6.67 | 1 | 1 | 1 | #N/A | N/A | 1.054 | 1.07 | 1.104
Heat Pump Electric Storage Water Heater | 11093 | Boiler Economizer | Hot Water Boiler | Boiler EconomizerHot Water Boiler - > 4000 MBH | Boiler EconomizerHot Water Boiler | CEF2-CI-HVAC-BLEC |  |  |  | HVAC | Controls | 2700 | Controls | MBH | BoilerEcon |  | 6.67 |  | N/A | N/A | MMBtu | 0.01 | 99999999 | N/A | N/A | #N/A |  |  | 6.67 | 6.67 | 1 | 1 | 1 | #N/A | N/A | 1.054 | 1.07 | 1.104
Hot Water Condensing Boiler - Tier 1 | 11094 | Boiler Economizer | Hot Water Boiler | Boiler EconomizerHot Water Boiler - < 800 MBH | Boiler EconomizerHot Water Boiler | CEF2-CI-HVAC-BLEC |  |  |  | HVAC | Controls | 1200 | Controls | MBH | BoilerEcon |  | 6.67 |  | N/A | N/A | MMBtu | 0.01 | 99999999 | N/A | N/A | #N/A |  |  | 6.67 | 6.67 | 1 | 1 | 1 | #N/A | N/A | 1.054 | 1.07 | 1.104
Hot Water Condensing Boiler - Tier 2 | 11095 | Boiler Economizer | Steam Boiler | Boiler EconomizerSteam Boiler - 800 to 1600 MBH | Boiler EconomizerSteam Boiler | CEF2-CI-HVAC-BLEC |  |  |  | HVAC | Controls | 1500 | Controls | MBH | BoilerEcon |  | 6.67 |  | N/A | N/A | MMBtu | 0.01 | 99999999 | N/A | N/A | #N/A |  |  | 6.67 | 6.67 | 1 | 1 | 1 | #N/A | N/A | 1.054 | 1.07 | 1.104
Hot Water Non-Condensing Boiler | 11096 | Boiler Economizer | Steam Boiler | Boiler EconomizerSteam Boiler - 1600 to 3000 MBH | Boiler EconomizerSteam Boiler | CEF2-CI-HVAC-BLEC |  |  |  | HVAC | Controls | 1800 | Controls | MBH | BoilerEcon |  | 6.67 |  | N/A | N/A | MMBtu | 0.01 | 99999999 | N/A | N/A | #N/A |  |  | 6.67 | 6.67 | 1 | 1 | 1 | #N/A | N/A | 1.054 | 1.07 | 1.104
Hot Water Recirculating Pump Control | 11097 | Boiler Economizer | Steam Boiler | Boiler EconomizerSteam Boiler - 3000 to 3500 MBH | Boiler EconomizerSteam Boiler | CEF2-CI-HVAC-BLEC |  |  |  | HVAC | Controls | 2100 | Controls | MBH | BoilerEcon |  | 6.67 |  | N/A | N/A | MMBtu | 0.01 | 99999999 | N/A | N/A | #N/A |  |  | 6.67 | 6.67 | 1 | 1 | 1 | #N/A | N/A | 1.054 | 1.07 | 1.104
Instantaneous Gas Water Heater | 11098 | Boiler Economizer | Steam Boiler | Boiler EconomizerSteam Boiler - 3500 to 4000 MBH | Boiler EconomizerSteam Boiler | CEF2-CI-HVAC-BLEC |  |  |  | HVAC | Controls | 2400 | Controls | MBH | BoilerEcon |  | 6.67 |  | N/A | N/A | MMBtu | 0.01 | 99999999 | N/A | N/A | #N/A |  |  | 6.67 | 6.67 | 1 | 1 | 1 | #N/A | N/A | 1.054 | 1.07 | 1.104
Stack Economizer | 11099 | Boiler Economizer | Steam Boiler | Boiler EconomizerSteam Boiler - > 4000 MBH | Boiler EconomizerSteam Boiler | CEF2-CI-HVAC-BLEC |  |  |  | HVAC | Controls | 2700 | Controls | MBH | BoilerEcon |  | 6.67 |  | N/A | N/A | MMBtu | 0.01 | 99999999 | N/A | N/A | #N/A |  |  | 6.67 | 6.67 | 1 | 1 | 1 | #N/A | N/A | 1.054 | 1.07 | 1.104
Steam Boiler | 11100 | Boiler Economizer | Steam Boiler | Boiler EconomizerSteam Boiler - < 800 MBH | Boiler EconomizerSteam Boiler | CEF2-CI-HVAC-BLEC |  |  |  | HVAC | Controls | 1200 | Controls | MBH | BoilerEcon |  | 6.67 |  | N/A | N/A | Btu | 0.01 | 99999999 | N/A | N/A | #N/A |  |  | 6.67 | 6.67 | 1 | 1 | 1 | #N/A | N/A | 1.054 | 1.07 | 1.104
Storage Gas Water Heater | 14001 | Boiler Outside Air Reset Control | Gas | Boiler Outside Air Reset ControlGas | Boiler Outside Air Reset ControlGas | CEF2-CI-HVAC-BLRC | HVAC-73 | DWH-G-1043 | Boiler Outside Air Reset Control - Gas | HVAC | MBH | 1 | Boilers | MBH | BoilerOutside |  | 7.3 |  | N/A | N/A | N/A | 0.01 | 999999 | N/A | N/A | #N/A |  |  | 7.3 |  | 0.84 | 0.84 | 0.84 | 0 | N/A | 1.054 | 1.07 | 1.104
| 14002 | Condensing Integrated Boiler & Water Heater | <300MBH (≥90% AFUE) | Condensing Integrated Boiler & Water Heater<300MBH (≥90% AFUE) | Condensing Integrated Boiler & Water Heater<300MBH (≥90% AFUE) | CEF2-CI-WH-CBLR | HVAC-85 | DWH-G-1040 | Condensing Integrated Boiler and Water Heater (<300MBH,90 AFUE) | HVAC | Boilers | 2500 | Boilers | MBH | CombiBoiler |  | 22 |  | AFUE | 80% | 90% | 0.01 | 299.999 | N/A | N/A | #N/A |  |  | 22 | 7.3 | 0.84 | 0.84 | 0.84 | #N/A | N/A | 1.054 | 1.07 | 1.104
| 14003 | Condensing Integrated Boiler & Water Heater | ≥300MBH (≥94% TE) | Condensing Integrated Boiler & Water Heater≥300MBH (≥94% TE) | Condensing Integrated Boiler & Water Heater≥300MBH (≥94% TE) | CEF2-CI-WH-CBLR | HVAC-86 | DWH-G-1041 | Condensing Integrated Boiler and Water Heater (>300MBH, 94TE) | HVAC | Boilers | 2500 | Boilers | MBH | CombiBoiler |  | 22 |  | TE | 80% | 94% | 300 | 2500 | N/A | N/A | #N/A |  |  | 22 | 7.3 | 0.84 | 0.84 | 0.84 | #N/A | N/A | 1.054 | 1.07 | 1.104
| 14006 | Heat Pump Electric Storage Water Heater | >55 gallons | Heat Pump Electric Storage Water Heater>55 gallons | Heat Pump Electric Storage Water Heater>55 gallons | CEF2-CI-WH-HPWH | MISC-2 | DWH-E-1003 | Heat Pump Electric Storage Water Heater, size > 55 gallons | HVAC | Water Heaters | 1500 | Water Heaters | MBH | HPWH | 6059 | 10 |  | N/A | N/A | N/A | 0.01 | 999999 | 55.001 | 999999 | #N/A |  | Electric Storage Water Heater | 10 | 3.37 | 0.71 | 0.71 | 0.71 | #N/A | 0.8 | 1.054 | 1.07 | 1.104
| 14007 | Heat Pump Electric Storage Water Heater | ≤55 gallons | Heat Pump Electric Storage Water Heater≤55 gallons | Heat Pump Electric Storage Water Heater≤55 gallons | CEF2-CI-WH-HPWH | MISC-1 | DWH-E-1004 | Heat Pump Electric Storage Water Heater, size ≤ 55 gallons | HVAC | Water Heaters | 1500 | Water Heaters | MBH | HPWH | 6059 | 10 |  | N/A | N/A | N/A | 0.01 | 999999 | 0 | 55 | #N/A |  | Electric Storage Water Heater | 10 | 3.37 | 0.71 | 0.71 | 0.71 | #N/A | 0.8 | 1.054 | 1.07 | 1.104
| 14008 | Hot Water Condensing Boiler - Tier 1 | <300MBH (≥90% AFUE) | Hot Water Condensing Boiler - Tier 1<300MBH (≥90% AFUE) | Hot Water Condensing Boiler - Tier 1<300MBH (≥90% AFUE) | CEF2-CI-HVAC-FUHB | HVAC-74 | DWH-G-1011 | Hot Water Condensing Boilers < 300 MBH, Tier 1 | HVAC | Boilers | 1000 | Boilers | MBH | Boiler |  | 20 |  | AFUE | 82% | 90% | 0.01 | 299.999 | N/A | N/A | #N/A | Boiler, Hot Water, Condensing - Gas Fired | Boiler, Hot Water, Condensing - Gas Fired | 20 | 6.67 | 0.84 | 0.84 | 0.84 | #N/A | N/A | 1.054 | 1.07 | 1.104
| 14010 | Hot Water Condensing Boiler - Tier 1 | ≥300 MBH to ≤2500 MBH (≥88% TE) | Hot Water Condensing Boiler - Tier 1≥300 MBH to ≤2500 MBH (≥88% TE) | Hot Water Condensing Boiler - Tier 1≥300 MBH to ≤2500 MBH (≥88% TE) | CEF2-CI-HVAC-FUHB | HVAC-75 | DWH-G-1015 | Hot Water Condensing Boilers ≥ 300 MBH to ≤ 2500 MBH, Tier 1 | HVAC | MBH | 4 | Boilers | MBH | Boiler |  | 20 |  | TE | 80% | 88% | 300 | 2500 | N/A | N/A | #N/A | Boiler, Hot Water, Condensing - Gas Fired | Boiler, Hot Water, Condensing - Gas Fired | 20 | 6.67 | 0.84 | 0.84 | 0.84 | #N/A | N/A | 1.054 | 1.07 | 1.104
| 11101 | Hot Water Condensing Boiler - Tier 1 | >2500 MBH and ≤4000 MBH (≥88% TE) | Hot Water Condensing Boiler - Tier 1>2500 MBH and ≤4000 MBH (≥88% TE) | Hot Water Condensing Boiler - Tier 1>2500 MBH and ≤4000 MBH (≥88% TE) | CEF2-CI-HVAC-FUHB | HVAC-76 | DWH-G-1013 | Hot Water Condensing Boilers > 2500 MBH to ≤ 4000 MBH, Tier 1 | HVAC | MBH | 5 | Boilers | MBH | Boiler |  | 20 |  | TE | 82% | 88% | 2500.001 | 4000 | N/A | N/A | #N/A | Boiler, Hot Water, Condensing - Gas Fired | Boiler, Hot Water, Condensing - Gas Fired | 20 | 6.67 | 0.84 | 0.84 | 0.84 | #N/A | N/A | 1.054 | 1.07 | 1.104
| 14011 | Hot Water Condensing Boiler - Tier 2 | <300 MBH (≥95% AFUE) | Hot Water Condensing Boiler - Tier 2<300 MBH (≥95% AFUE) | Hot Water Condensing Boiler - Tier 2<300 MBH (≥95% AFUE) | CEF2-CI-HVAC-FUHB | HVAC-77 | DWH-G-1012 | Hot Water Condensing Boilers < 300 MBH, Tier 2 | HVAC | MBH | 9 | Boilers | MBH | Boiler |  | 20 |  | AFUE | 82% | 95% | 0.01 | 299.999 | N/A | N/A | #N/A | Boiler, Hot Water, Condensing - Gas Fired | Boiler, Hot Water, Condensing - Gas Fired | 20 | 6.67 | 0.84 | 0.84 | 0.84 | #N/A | N/A | 1.054 | 1.07 | 1.104
| 14013 | Hot Water Condensing Boiler - Tier 2 | ≥300 MBH and ≤2500 MBH (≥94% TE) | Hot Water Condensing Boiler - Tier 2≥300 MBH and ≤2500 MBH (≥94% TE) | Hot Water Condensing Boiler - Tier 2≥300 MBH and ≤2500 MBH (≥94% TE) | CEF2-CI-HVAC-FUHB | HVAC-78 | DWH-G-1016 | Hot Water Condensing Boilers ≥ 300 MBH to ≤ 2500 MBH, Tier 2 | HVAC | MBH | 9 | Boilers | MBH | Boiler |  | 20 |  | TE | 80% | 94% | 300 | 2500 | N/A | N/A | #N/A | Boiler, Hot Water, Condensing - Gas Fired | Boiler, Hot Water, Condensing - Gas Fired | 20 | 6.67 | 0.84 | 0.84 | 0.84 | #N/A | N/A | 1.054 | 1.07 | 1.104
| 11102 | Hot Water Condensing Boiler - Tier 2 | >2500 MBH and ≤4000 MBH (≥81% TE) | Hot Water Condensing Boiler - Tier 2>2500 MBH and ≤4000 MBH (≥81% TE) | Hot Water Condensing Boiler - Tier 2>2500 MBH and ≤4000 MBH (≥81% TE) | CEF2-CI-HVAC-FUHB | HVAC-79 | DWH-G-1014 | Hot Water Condensing Boilers > 2500 MBH to ≤ 4000 MBH, Tier 2 | HVAC | MBH | 9 | Boilers | MBH | Boiler |  | 20 |  | TE | 82% | 81% | 2500.001 | 4000 | N/A | N/A | #N/A | Boiler, Hot Water, Condensing - Gas Fired | Boiler, Hot Water, Condensing - Gas Fired | 20 | 6.67 | 0.84 | 0.84 | 0.84 | #N/A | N/A | 1.054 | 1.07 | 1.104
| 14014 | Hot Water Non-Condensing Boiler | <300 MBH (≥85% AFUE) | Hot Water Non-Condensing Boiler<300 MBH (≥85% AFUE) | Hot Water Non-Condensing Boiler<300 MBH (≥85% AFUE) | CEF2-CI-HVAC-FUHB | HVAC-69 | DWH-G-1017 | Hot water, non- condensing boiler < 300 MBH | HVAC | MBH | 6 | Boilers | MBH | Boiler |  | 20 |  | AFUE | 82% | 85% | 0.01 | 299.999 | N/A | N/A | #N/A | Boiler, Hot Water, Non-Condensing - Gas Fired | Boiler, Hot Water, Non-Condensing - Gas Fired | 20 | 6.67 | 0.84 | 0.84 | 0.84 | #N/A | N/A | 1.054 | 1.07 | 1.104
| 14017 | Hot Water Non-Condensing Boiler | ≥300 MBH and ≤1500 MBH (≥85% TE) | Hot Water Non-Condensing Boiler≥300 MBH and ≤1500 MBH (≥85% TE) | Hot Water Non-Condensing Boiler≥300 MBH and ≤1500 MBH (≥85% TE) | CEF2-CI-HVAC-FUHB | HVAC-70 | DWH-G-1019 | Hot water, non- condensing boiler ≥ 300 MBH to ≤ 1500 MBH | HVAC | MBH | 5 | Boilers | MBH | Boiler |  | 20 |  | TE | 80% | 85% | 300 | 1500 | N/A | N/A | #N/A | Boiler, Hot Water, Non-Condensing - Gas Fired | Boiler, Hot Water, Non-Condensing - Gas Fired | 20 | 6.67 | 0.84 | 0.84 | 0.84 | #N/A | N/A | 1.054 | 1.07 | 1.104
| 14015 | Hot Water Non-Condensing Boiler | >1500 MBH and ≤2500 MBH (≥85% TE) | Hot Water Non-Condensing Boiler>1500 MBH and ≤2500 MBH (≥85% TE) | Hot Water Non-Condensing Boiler>1500 MBH and ≤2500 MBH (≥85% TE) | CEF2-CI-HVAC-FUHB | HVAC-71 | DWH-G-1044 | Hot water, non- condensing boiler > 1500 MBH to ≤ 2500 MBH | HVAC | MBH | 5 | Boilers | MBH | Boiler |  | 20 |  | TE | 80% | 85% | 1500.001 | 2500 | N/A | N/A | #N/A | Boiler, Hot Water, Non-Condensing - Gas Fired | Boiler, Hot Water, Non-Condensing - Gas Fired | 20 | 6.67 | 0.84 | 0.84 | 0.84 | #N/A | N/A | 1.054 | 1.07 | 1.104
| 11103 | Hot Water Non-Condensing Boiler | >2500 MBH and ≤4000 MBH (≥85% TE) | Hot Water Non-Condensing Boiler>2500 MBH and ≤4000 MBH (≥85% TE) | Hot Water Non-Condensing Boiler>2500 MBH and ≤4000 MBH (≥85% TE) | CEF2-CI-HVAC-FUHB | HVAC-72 | DWH-G-1018 | Hot water, non- condensing boiler > 2500 MBH to ≤ 4000 MBH | HVAC | MBH | 3 | Boilers | MBH | Boiler |  | 20 |  | TE | 82% | 85% | 2500.001 | 4000 | N/A | N/A | #N/A | Boiler, Hot Water, Non-Condensing - Gas Fired | Boiler, Hot Water, Non-Condensing - Gas Fired | 20 | 6.67 | 0.84 | 0.84 | 0.84 | #N/A | N/A | 1.054 | 1.07 | 1.104
| 14004 | Hot Water Recirculating Pump Control | Demand Control | Hot Water Recirculating Pump ControlDemand Control | Hot Water Recirculating Pump ControlDemand Control | CEF2-CI-WH-RPC |  |  |  | HVAC | Dwelling Units | 2800 | Dwelling Units | HP | DHWControl |  | 15 | 0.07 | N/A | N/A | N/A | 0 | 999999 | N/A | N/A | #N/A | Demand Control |  | 15 |  | 0.84 | 0.84 | 0.84 | #N/A | 0.8 | 1.054 | 1.07 | 1.104
| 14055 | Hot Water Recirculating Pump Control | Temperature Modulation | Hot Water Recirculating Pump ControlTemperature Modulation | Hot Water Recirculating Pump ControlTemperature Modulation | CEF2-CI-WH-RPC |  |  |  | HVAC | Dwelling Units | 2800 | Dwelling Units | HP | DHWControl |  | 15 | 0.02 | N/A | N/A | N/A | 0 | 999999 | N/A | N/A | #N/A | Temperature Modulation |  | 15 |  | 0.84 | 0.84 | 0.84 | #N/A | 0.8 | 1.054 | 1.07 | 1.104
| 14056 | Hot Water Recirculating Pump Control | Demand Control and Temperature Modulation | Hot Water Recirculating Pump ControlDemand Control and Temperature Modulation | Hot Water Recirculating Pump ControlDemand Control and Temperature Modulation | CEF2-CI-WH-RPC |  |  |  | HVAC | Dwelling Units | 2800 | Dwelling Units | HP | DHWControl |  | 15 | 0.15 | N/A | N/A | N/A | 0 | 999999 | N/A | N/A | #N/A | Demand Control and Temperature Modulation |  | 15 |  | 0.84 | 0.84 | 0.84 | #N/A | 0.8 | 1.054 | 1.07 | 1.104
| 14018 | Instantaneous Gas Water Heater | <200 MBH (>90% TE) | Instantaneous Gas Water Heater<200 MBH (>90% TE) | Instantaneous Gas Water Heater<200 MBH (>90% TE) | CEF2-CI-WH-CTWH |  |  |  | Hot Water | Water Heaters | 750 | Water Heaters | MBH | TanklessWH |  | 20 |  | TE | 80% | 90.01% | 0 | 199.999 | N/A | N/A | #N/A | Gas Fired Tankless Water Heater | Gas Fired Storage Water Heater | 20 | 6.66 | 0.71 | 0.71 | 0.71 | #N/A | 0.8 | 1.054 | 1.07 | 1.104
| 14019 | Instantaneous Gas Water Heater | ≥200 MBH (>90% TE) | Instantaneous Gas Water Heater≥200 MBH (>90% TE) | Instantaneous Gas Water Heater≥200 MBH (>90% TE) | CEF2-CI-WH-CTWH |  |  |  | Hot Water | Water Heaters | 2000 | Water Heaters | MBH | TanklessWH |  | 20 |  | TE | 80% | 90.01% | 200 | 999999 | N/A | N/A | #N/A | Gas Fired Tankless Water Heater | Gas Fired Storage Water Heater | 20 | 6.66 | 0.71 | 0.71 | 0.71 | #N/A | 0.8 | 1.054 | 1.07 | 1.104
| 14058 | Stack Economizer | Hot Water Boiler | Stack EconomizerHot Water Boiler | Stack EconomizerHot Water Boiler | CEF2-CI-HVAC-BLEC |  |  |  | HVAC | MBH | 11 | Controls | MBH | BoilerEcon |  | 6.67 |  | N/A | N/A | MMBtu | 0.01 | 99999999 | N/A | N/A | #N/A |  |  | 6.67 | 6.67 | 1 | 1 | 1 | #N/A | N/A | 1.054 | 1.07 | 1.104
| 14057 | Stack Economizer | Steam Boiler | Stack EconomizerSteam Boiler | Stack EconomizerSteam Boiler | CEF2-CI-HVAC-BLEC |  |  |  | HVAC | MBH | 11 | Controls | MBH | BoilerEcon |  | 6.67 |  | N/A | N/A | MMBtu | 0.01 | 99999999 | N/A | N/A | #N/A |  |  | 6.67 | 6.67 | 1 | 1 | 1 | #N/A | N/A | 1.054 | 1.07 | 1.104
| 14020 | Steam Boiler | <300 MBH (≥82% AFUE) | Steam Boiler<300 MBH (≥82% AFUE) | Steam Boiler<300 MBH (≥82% AFUE) | CEF2-CI-HVAC-FUHB | HVAC-80 | DWH-G-1030 | Steam, non- condensing boiler < 300 MBH | HVAC | MBH | 3 | Boilers | MBH | Boiler |  | 20 |  | AFUE | 82% | 82% | 0.01 | 299.999 | N/A | N/A | #N/A | Boiler, Steam - Gas Fired | Boiler, Steam - Gas Fired | 20 | 6.67 | 0.84 | 0.84 | 0.84 | #N/A | N/A | 1.054 | 1.07 | 1.104
| 14022 | Steam Boiler | Non-Nat. Draft, ≥300 and ≤2500 MBH (≥81% TE) | Steam BoilerNon-Nat. Draft, ≥300 and ≤2500 MBH (≥81% TE) | Steam BoilerNon-Nat. Draft, ≥300 and ≤2500 MBH (≥81% TE) | CEF2-CI-HVAC-FUHB | HVAC-81 | DWH-G-1027 | Steam, all except natural draft, non- condensing boiler ≥ 300 MBH to ≤ 2500 MBH | HVAC | MBH | 2 | Boilers | MBH | Boiler |  | 20 |  | TE | 79% | 81% | 300 | 2500 | N/A | N/A | #N/A | Boiler, Steam - Gas Fired All except Natural Draft | Boiler, Steam - Gas Fired All except Natural Draft | 20 | 6.67 | 0.84 | 0.84 | 0.84 | #N/A | N/A | 1.054 | 1.07 | 1.104
| 14021 | Steam Boiler | Non-Nat. Draft, >2500 and ≤4000 MBH (≥81% TE) | Steam BoilerNon-Nat. Draft, >2500 and ≤4000 MBH (≥81% TE) | Steam BoilerNon-Nat. Draft, >2500 and ≤4000 MBH (≥81% TE) | CEF2-CI-HVAC-FUHB | HVAC-82 | DWH-G-1026 | Steam, all except natural draft, non- condensing boiler > 2500 MBH to ≤ 4000 MBH | HVAC | MBH | 3 | Boilers | MBH | Boiler |  | 20 |  | TE | 79% | 81% | 2500.001 | 4000 | N/A | N/A | #N/A | Boiler, Steam - Gas Fired All except Natural Draft | Boiler, Steam - Gas Fired All except Natural Draft | 20 | 6.67 | 0.84 | 0.84 | 0.84 | #N/A | N/A | 1.054 | 1.07 | 1.104
| 14024 | Steam Boiler | Nat. Draft, ≥300 and ≤2500 MBH (≥81% TE) | Steam BoilerNat. Draft, ≥300 and ≤2500 MBH (≥81% TE) | Steam BoilerNat. Draft, ≥300 and ≤2500 MBH (≥81% TE) | CEF2-CI-HVAC-FUHB | HVAC-83 | DWH-G-1028 | Steam, natural draft, non- condensing boiler > 300 MBH to =<2500 MBH | HVAC | MBH | 2 | Boilers | MBH | Boiler |  | 20 |  | TE | 79% | 81% | 300 | 2500 | N/A | N/A | #N/A | Boiler, Steam - Gas Fired Natural Draft | Boiler, Steam - Gas Fired Natural Draft | 20 | 6.67 | 0.84 | 0.84 | 0.84 | #N/A | N/A | 1.054 | 1.07 | 1.104
| 14023 | Steam Boiler | Nat. Draft, >2500 and ≤4000 MBH (≥81% TE) | Steam BoilerNat. Draft, >2500 and ≤4000 MBH (≥81% TE) | Steam BoilerNat. Draft, >2500 and ≤4000 MBH (≥81% TE) | CEF2-CI-HVAC-FUHB | HVAC-84 | DWH-G-1029 | Steam, natural draft, non- condensing boiler > 2500 MBH to ≤ 4000 MBH | HVAC | MBH | 3 | Boilers | MBH | Boiler |  | 20 |  | TE | 79% | 81% | 2500.001 | 4000 | N/A | N/A | #N/A | Boiler, Steam - Gas Fired Natural Draft | Boiler, Steam - Gas Fired Natural Draft | 20 | 6.67 | 0.84 | 0.84 | 0.84 | #N/A | N/A | 1.054 | 1.07 | 1.104
| 14025 | Storage Gas Water Heater | <75 MBH, ≤55 gallons (>0.64 UEF) | Storage Gas Water Heater<75 MBH, ≤55 gallons (>0.64 UEF) | Storage Gas Water Heater<75 MBH, ≤55 gallons (>0.64 UEF) | CEF2-CI-WH-CSWH | MISC-3 | DWH-G-1034 | DHW Storage, Gas-Fired, < 75,000 Btuh, (<55 gallons), (75 MBH) > 0.67 EF or 0.64 UEF | Hot Water | Water Heaters | 600 | Water Heaters | MBH | StorageWH |  | 15 |  | UEF | Calc | 0.6401 | 0.01 | 74.999 | 0 | 55 | #N/A |  |  | 15 | 5 | 0.71 | 0.71 | 0.71 | #N/A | N/A | 1.054 | 1.07 | 1.104
| 14026 | Storage Gas Water Heater | <75 MBH, >55 gallons (>0.81 UEF) | Storage Gas Water Heater<75 MBH, >55 gallons (>0.81 UEF) | Storage Gas Water Heater<75 MBH, >55 gallons (>0.81 UEF) | CEF2-CI-WH-CSWH | MISC-4 | DWH-G-1035 | DHW Storage, Gas-Fired, < 75,000 Btuh, (>55 gallons) (75 MBH) > 0.81 UEF | Hot Water | Water Heaters | 1000 | Water Heaters | MBH | StorageWH |  | 15 |  | UEF | Calc | 0.8101 | 0.01 | 74.999 | 55.001 | 999999 | #N/A |  |  | 15 | 5 | 0.71 | 0.71 | 0.71 | #N/A | N/A | 1.054 | 1.07 | 1.104
| 14029 | Storage Gas Water Heater | ≥75 MBH and ≤105 MBH (>82% TE) | Storage Gas Water Heater≥75 MBH and ≤105 MBH (>82% TE) | Storage Gas Water Heater≥75 MBH and ≤105 MBH (>82% TE) | CEF2-CI-WH-CSWH | MISC-5 | DWH-G-1038 | DHW Storage, Gas-Fired, 75,000 to 105,000 Btuh, > 82% Thermal Efficiency | Hot Water | Water Heaters | 500 | Water Heaters | MBH | StorageWH |  | 15 |  | TE | 80% | 82% | 75 | 105 | 0 | 999999 | #N/A |  |  | 15 | 5 | 0.71 | 0.71 | 0.71 | #N/A | N/A | 1.054 | 1.07 | 1.104
| 14030 | Storage Gas Water Heater | ≥75 MBH and ≤105 MBH (>94% TE) | Storage Gas Water Heater≥75 MBH and ≤105 MBH (>94% TE) | Storage Gas Water Heater≥75 MBH and ≤105 MBH (>94% TE) | CEF2-CI-WH-CSWH | MISC-6 | DWH-G-1039 | DHW Storage, Gas-Fired, 75,000 to 105,000 Btuh, > 94% Thermal Efficiency | Hot Water | Water Heaters | 750 | Water Heaters | MBH | StorageWH |  | 15 |  | TE | 80% | 94% | 75 | 105 | 0 | 999999 | #N/A |  |  | 15 | 5 | 0.71 | 0.71 | 0.71 | #N/A | N/A | 1.054 | 1.07 | 1.104
| 14027 | Storage Gas Water Heater | >105 MBH (>82% TE) | Storage Gas Water Heater>105 MBH (>82% TE) | Storage Gas Water Heater>105 MBH (>82% TE) | CEF2-CI-WH-CSWH | MISC-7 | DWH-G-1036 | DHW Storage, Gas-Fired, > 105,000 Btuh (105 MBH), > 82% Thermal Efficiency | Hot Water | Water Heaters | 500 | Water Heaters | MBH | StorageWH |  | 15 |  | TE | 80% | 82% | 105.001 | 999999 | 0 | 999999 | #N/A |  |  | 15 | 5 | 0.71 | 0.71 | 0.71 | #N/A | N/A | 1.054 | 1.07 | 1.104
| 14028 | Storage Gas Water Heater | >105 MBH (>94% TE) | Storage Gas Water Heater>105 MBH (>94% TE) | Storage Gas Water Heater>105 MBH (>94% TE) | CEF2-CI-WH-CSWH | MISC-8 | DWH-G-1037 | DHW Storage, Gas-Fired, > 105,000 Btuh (105 MBH), > 94% Thermal Efficiency | Hot Water | Water Heaters | 800 | Water Heaters | MBH | StorageWH |  | 15 |  | TE | 80% | 94% | 105.001 | 999999 | 0 | 999999 | #N/A |  |  | 15 | 5 | 0.71 | 0.71 | 0.71 | #N/A | N/A | 1.054 | 1.07 | 1.104
| Measure Number | Category | Sub-Category | Measure Lookup | eTRM Measure Code | Utility Working Group ID | DNV Ref # | DNV Measure Name | Program | End Use | Incentive Unit | Current Incentive | Quantity Unit | Secondary Unit | Measure Life (Years) | Calc Type | PDF | CF | Default COP (if unknown) | ES_value | DS_value | Operating Hours | DkWh/unit | DkW/unit | kWh/ft | kW/ft | Diversity Factor | Compressor Hours - Winter | Compressor Hours - Non-Winter | HSF (therms/year-ft) | Power Factor | Load Reduction | %ON_None | WHF_e | WHF_d | TRMBuildingType | eTrack Building Type | eTrack Equipment Type | EUL | RUL | ∆kW/door | ∆kWh/door | IFe Value | ntgValue_2025 | ntgValue_2026 | ntgValue_2027 | Min | Max | rr_kwh | rr_kw | rr_therms
| 11106 | Anti-Sweat Heat Control | Cooler | Anti-Sweat Heat ControlCooler | CEF2-CI-REFR-ASHC | REF-2 | R-E-1010 | Anti-Sweat Heater Control/ Door Heater Control for Cooler/Medium Temp door |  | Refrigeration | Doors | 75 | Doors | Total Demand (kW) | 12 | DHC2 | 1 |  |  |  | 0.13 | 8760 | [10 empty] | 0.907 | 1.26 | 1.26 |  |  | Cooler/Refrigerator | 12 |  |  |  |  | 0.93 | 0.93 | 0.93 |  |  | 1.054 | 1.07 | 1.104
| 11107 | Anti-Sweat Heat Control | Freezer | Anti-Sweat Heat ControlFreezer | CEF2-CI-REFR-ASHC | REF-3 | R-E-1011 | Anti-Sweat Heater Control/ Door Heater control for Freezer/Low Temp door |  | Refrigeration | Doors | 75 | Doors | Total Demand (kW) | 12 | DHC3 | 1 |  |  |  | 0.13 | 8760 | [10 empty] | 0.907 | 1.51 | 1.51 |  |  | Freezer | 12 |  |  |  |  | 0.93 | 0.93 | 0.93 |  |  | 1.054 | 1.07 | 1.104
| 15001 | Automatic Door Closer | Cooler | Automatic Door CloserCooler | CEF2-CI-REFR-DRCL | REF-17 | R-E-1012 | Automatic Door Closer - Cooler |  | Refrigeration | Doors | 150 | Doors | N/A | 8 | ADC | 1 | [5 empty] | 2825 | 0.89 | [13 empty] | Cooler | 8 |  |  |  |  | 0.93 | 0.93 | 0.93 |  |  | 1.054 | 1.07 | 1.104
| 15002 | Automatic Door Closer | Freezer | Automatic Door CloserFreezer | CEF2-CI-REFR-DRCL | REF-18 | R-E-1013 | Automatic Door Closer - Freezer |  | Refrigeration | Doors | 150 | Doors | N/A | 8 | ADC | 1 | [5 empty] | 8225 | 1.4 | [13 empty] | Freezer | 8 |  |  |  |  | 0.93 | 0.93 | 0.93 |  |  | 1.054 | 1.07 | 1.104
| 15003 | Door Gasket | Reach-in Cooler | Door Gasket Reach-in Cooler | CEF2-CI-REFR-DRGS | REF-21 | R-E-1014 | Door Gasket - Cooler Reach-In |  | Refrigeration | Linear Ft | 7 | Linear Ft | N/A | 4 | DG | 1 | 1 | [6 empty] | 18.2 | 0.000829 | [11 empty] | Reach-in Coolers | 4 | 1.3 | 0.032 | 248 |  | 0.93 | 0.93 | 0.93 |  |  | 1.054 | 1.07 | 1.104
Refrigeration | 15004 | Door Gasket | Reach-in Freezer | Door Gasket Reach-in Freezer | CEF2-CI-REFR-DRGS | REF-21 | R-E-1015 | Door Gasket - Freezer Reach-in |  | Refrigeration | Linear Ft | 7 | Linear Ft | N/A | 4 | DG | 1 | 1 | [6 empty] | 27.3 | 0.001928 | [11 empty] | Reach-in Freezer | 4 | 1.3 | 0.032 | 243 |  | 0.93 | 0.93 | 0.93 |  |  | 1.054 | 1.07 | 1.104
Category Dropdown | 15005 | Door Gasket | Walk-in Cooler | Door Gasket Walk-in Cooler | CEF2-CI-REFR-DRGS | REF-21 | R-E-1041 | Door Gasket - Cooler Walk-In |  | Refrigeration | Linear Ft | 7 | Linear Ft | N/A | 4 | DG | 1 | 1 | [6 empty] | 18 | 0.000822 | [11 empty] | Walk-in Coolers | 4 | 1.3 | 0.027 | 204 |  | 0.93 | 0.93 | 0.93 |  |  | 1.054 | 1.07 | 1.104
Anti-Sweat Heat Control | 15006 | Door Gasket | Walk-in Freezer | Door Gasket Walk-in Freezer | CEF2-CI-REFR-DRGS | REF-21 | R-E-1039 | Door Gasket - Freezer Walk-in |  | Refrigeration | Linear Ft | 7 | Linear Ft | N/A | 4 | DG | 1 | 1 | [6 empty] | 33.1 | 0.001911 | [11 empty] | Walk-in Freezer | 4 | 1.3 | 0.045 | 347 |  | 0.93 | 0.93 | 0.93 |  |  | 1.054 | 1.07 | 1.104
Automatic Door Closer | 11108 | Evaporator Fan EC Motor | Cooler | Evaporator Fan EC MotorCooler | CEF2-CI-REFR-EFECM | REF-4, REF-7 | R-E-1043 | EC Motors replacing PSC motor for Evaporator Fans |  | Refrigeration | Motors | 200 | Motors | HP | 16 | ECM | 1 | 1 |  |  |  | 5600 | [8 empty] | 0.55 | 0.65 | [6 empty] | 16 |  |  |  |  | 0.75 | 0.75 | 0.75 | 0 | 1 | 1.054 | 1.07 | 1.104
Door Gasket | 11109 | Evaporator Fan EC Motor | Freezer | Evaporator Fan EC MotorFreezer | CEF2-CI-REFR-EFECM | REF-4, REF-7 | R-E-1042 | EC Motors replacing shaded pole motor for Evaporator Fans |  | Refrigeration | Motors | 200 | Motors | HP | 16 | ECM | 1 | 1 |  |  |  | 8760 | [8 empty] | 0.55 | 0.65 | [6 empty] | 16 |  |  |  |  | 0.75 | 0.75 | 0.75 | 0 | 1 | 1.054 | 1.07 | 1.104
Evaporator Fan EC Motor | 11110 | Evaporator Fan Motor Control | Cooler | Evaporator Fan Motor ControlCooler | CEF2-CI-REFR-EFC | REF-10 | R-E-1038 | Walk-in or Reach-in Cooler/Freezer Evaporator Fan Motor Control |  | Refrigeration | Motors | 200 | Motors | Compressor HP | 16 | EFMC | 1 |  |  |  |  | 8760 |  |  |  |  | 0.228 | 2195 | 6565 | [9 empty] | 16 |  |  |  | 1.38 | 0.75 | 0.75 | 0.75 |  |  | 1.054 | 1.07 | 1.104
Evaporator Fan Motor Control | 11111 | Evaporator Fan Motor Control | Freezer | Evaporator Fan Motor ControlFreezer | CEF2-CI-REFR-EFC | REF-10 | R-E-1038 | Walk-in or Reach-in Cooler/Freezer Evaporator Fan Motor Control |  | Refrigeration | Motors | 200 | Motors | Compressor HP | 16 | EFMC | 1 |  |  |  |  | 8760 |  |  |  |  | 0.228 | 2195 | 6565 | [9 empty] | 16 |  |  |  | 1.38 | 0.75 | 0.75 | 0.75 |  |  | 1.054 | 1.07 | 1.104
Floating Head Pressure Control | 11112 | Floating Head Pressure Control | Low Temp | Floating Head Pressure ControlLow Temp | CEF2-CI-REFR-FHPC | REF-11 | R-E-1033 | Floating Head Pressure Control |  | Refrigeration | Tons | 200 | Tons | Compressor HP | 15 | FHPC | 1 | [20 empty] | Refrigeration System is Rated in Horsepower | 15 |  |  |  |  | 0.93 | 0.93 | 0.93 |  |  | 1.054 | 1.07 | 1.104
High-Efficiency Refrigeration Display Case Door | 11113 | Floating Head Pressure Control | Medium Temp | Floating Head Pressure ControlMedium Temp | CEF2-CI-REFR-FHPC | REF-11 | R-E-1033 | Floating Head Pressure Control |  | Refrigeration | Tons | 200 | Tons | Compressor HP | 15 | FHPC | 1 | [20 empty] | Refrigeration System is Rated in Horsepower | 15 |  |  |  |  | 0.93 | 0.93 | 0.93 |  |  | 1.054 | 1.07 | 1.104
Night Cover | 11114 | High-Efficiency Refrigeration Display Case Door | Cooler | High-Efficiency Refrigeration Display Case DoorCooler | CEF2-CI-REFR-EEGDVRC | REF-18 | R-E-1036 | High-Efficiency Refrigeration Display Case DoorCooler |  | Refrigeration | Linear Ft | 50 | Linear Ft | kW/ton | 4 | DCD | 0.0081406 | 1 |  | 477 |  | 8760 | [5 empty] | 771 | 1144 | 10.5 | [5 empty] | Other | Other | High-Efficiency Doors on Cooler | 4 | 1.3 |  |  |  | 0.93 | 0.93 | 0.93 |  |  | 1.054 | 1.07 | 1.104
Standard Refrigeration Display Case Door | 11115 | High-Efficiency Refrigeration Display Case Door | Freezer | High-Efficiency Refrigeration Display Case DoorFreezer | CEF2-CI-REFR-EEGDVRC | REF-19 | R-E-1037 | High-Efficiency Refrigeration Display Case DoorFreezer |  | Refrigeration | Linear Ft | 50 | Linear Ft | kW/ton | 4 | DCD | 0.0081406 | 1 |  | 747 |  | 8760 | [5 empty] | 771 | 1144 | 10.5 | [5 empty] | Other | Other | High-Efficiency Doors on Freezer | 4 | 1.3 |  |  |  | 0.93 | 0.93 | 0.93 |  |  | 1.054 | 1.07 | 1.104
Strip Curtain | 11116 | Night Cover | Ice Cream (-15°F) | Night CoverIce Cream (-15°F) | CEF2-CI-REFR-NTCV | REF-14 | R-E-1028 | Night Cover - Low temp (-32°F to 0°F) |  | Refrigeration | Linear Ft | 8 | Linear Ft | Display Area ft² | 5 | NC | 1 |  |  | 0.054 |  | Missing Project Inputs | [13 empty] | #N/A |  |  | 5 | 1.67 |  |  |  | 0.93 | 0.93 | 0.93 |  |  | 1.054 | 1.07 | 1.104
Variable Speed Refrigeration Compressor | 11117 | Night Cover | Low (0°F) | Night CoverLow (0°F) | CEF2-CI-REFR-NTCV | REF-15 | R-E-1030 | Night Cover - Medium Temp, case temperature (0°F to 32°F) |  | Refrigeration | Linear Ft | 8 | Linear Ft | Display Area ft² | 5 | NC | 1 |  |  | 0.054 |  | Missing Project Inputs | [13 empty] | #N/A |  |  | 5 | 1.67 |  |  |  | 0.93 | 0.93 | 0.93 |  |  | 1.054 | 1.07 | 1.104
| 11118 | Night Cover | Medium (38°F) | Night CoverMedium (38°F) | CEF2-CI-REFR-NTCV | REF-16 | R-E-1029 | Night Cover - High Temp case temperature (32°F to 55°F) |  | Refrigeration | Linear Ft | 8 | Linear Ft | Display Area ft² | 5 | NC | 1 |  |  | 0.054 |  | Missing Project Inputs | [13 empty] | #N/A |  |  | 5 | 1.67 |  |  |  | 0.93 | 0.93 | 0.93 |  |  | 1.054 | 1.07 | 1.104
| 11119 | Standard Refrigeration Display Case Door | Cooler | Standard Refrigeration Display Case DoorCooler | CEF2-CI-REFR-EEGDVRC | REF-16 | R-E-1034 | Standard Refrigeration Display Case DoorCooler |  | Refrigeration | Linear Ft | 50 | Linear Ft | kW/ton | 4 | DCD | 0.0081406 | 1 |  | 183 |  | 8760 | [5 empty] | 771 | 1144 | 10.5 | [5 empty] | Other | Other | Standard Doors on Cooler | 4 | 1.3 |  |  |  | 0.93 | 0.93 | 0.93 |  |  | 1.054 | 1.07 | 1.104
| 11120 | Standard Refrigeration Display Case Door | Freezer | Standard Refrigeration Display Case DoorFreezer | CEF2-CI-REFR-EEGDVRC | REF-17 | R-E-1035 | Standard Refrigeration Display Case DoorFreezer |  | Refrigeration | Linear Ft | 50 | Linear Ft | kW/ton | 4 | DCD | 0.0081406 | 1 |  | 392 |  | 8760 | [5 empty] | 771 | 1144 | 10.5 | [5 empty] | Other | Other | Standard Doors on Freezer | 4 | 1.3 |  |  |  | 0.93 | 0.93 | 0.93 |  |  | 1.054 | 1.07 | 1.104
| 15031 | Strip Curtain | Cooler, Convenience Store | Strip CurtainCooler, Convenience Store | CEF2-CI-REFR-STCR | REF-23 | R-E-1020 | Cooler, Convenience Store - No Pre-existing Curtains |  | Refrigeration | Sq ft | 12 | Sq ft | N/A | 4 | SC | 1 | 1 |  |  |  | 8760 | [13 empty] | Convenience Store | Convenience Store - Cooler |  | 4 | 1.33 |  |  |  | 0.93 | 0.93 | 0.93 |  |  | 1.054 | 1.07 | 1.104
| 15032 | Strip Curtain | Cooler, Grocery | Strip CurtainCooler, Grocery | CEF2-CI-REFR-STCR | REF-24 | R-E-1021 | Cooler, Grocery - No Pre-existing Curtains |  | Refrigeration | Sq ft | 12 | Sq ft | N/A | 4 | SC | 1 | 1 |  |  |  | 8760 | [13 empty] | Grocery | Grocery - Cooler |  | 4 | 1.33 |  |  |  | 0.93 | 0.93 | 0.93 |  |  | 1.054 | 1.07 | 1.104
| 15033 | Strip Curtain | Cooler, Restaurant | Strip CurtainCooler, Restaurant | CEF2-CI-REFR-STCR | REF-25 | R-E-1022 | Cooler, Restaurant - No Pre-existing Curtains |  | Refrigeration | Sq ft | 12 | Sq ft | N/A | 4 | SC | 1 | 1 |  |  |  | 8760 | [13 empty] | Restaurant | Restaurant - Cooler |  | 4 | 1.33 |  |  |  | 0.93 | 0.93 | 0.93 |  |  | 1.054 | 1.07 | 1.104
| 11121 | Strip Curtain | Cooler, Refrigerated Warehouse | Strip CurtainCooler, Refrigerated Warehouse | CEF2-CI-REFR-STCR |  |  | Cooler, Refrigerated Warehouse - No Pre-existing Curtains |  | Refrigeration | Sq ft | 12 | Sq ft | N/A | 4 | SC | 1 | 1 |  |  |  | 8760 | [13 empty] | #N/A | Refrigerated Warehouse - Cooler |  | 4 | 1.33 |  |  |  | 0.93 | 0.93 | 0.93 |  |  | 1.054 | 1.07 | 1.104
| 15034 | Strip Curtain | Freezer, Convenience Store | Strip CurtainFreezer, Convenience Store | CEF2-CI-REFR-STCR |  |  | Freezer, Convenience Store - No Pre-existing Curtains |  | Refrigeration | Sq ft | 12 | Sq ft | N/A | 4 | SC | 1 | 1 |  |  |  | 8760 | [13 empty] | #N/A | Convenience Store - Freezer |  | 4 | 1.33 |  |  |  | 0.93 | 0.93 | 0.93 |  |  | 1.054 | 1.07 | 1.104
| 15035 | Strip Curtain | Freezer, Grocery | Strip CurtainFreezer, Grocery | CEF2-CI-REFR-STCR |  |  | Freezer, Grocery - No Pre-existing Curtains |  | Refrigeration | Sq ft | 12 | Sq ft | N/A | 4 | SC | 1 | 1 |  |  |  | 8760 | [13 empty] | #N/A | Grocery - Cooler |  | 4 | 1.33 |  |  |  | 0.93 | 0.93 | 0.93 |  |  | 1.054 | 1.07 | 1.104
| 15036 | Strip Curtain | Freezer, Restaurant | Strip CurtainFreezer, Restaurant | CEF2-CI-REFR-STCR |  |  | Freezer, Restaurant - No Pre-existing Curtains |  | Refrigeration | Sq ft | 12 | Sq ft | N/A | 4 | SC | 1 | 1 |  |  |  | 8760 | [13 empty] | #N/A | Restaurant - Cooler |  | 4 | 1.33 |  |  |  | 0.93 | 0.93 | 0.93 |  |  | 1.054 | 1.07 | 1.104
| 11122 | Variable Speed Refrigeration Compressor | Cooler | Variable Speed Refrigeration CompressorCooler | CEF2-CI-REFR-VFDC | REF-12 | R-E-1034 | Variable Speed Refrigeration Compressor |  | Refrigeration | Compressors | 2000 | Compressors | Compressor HP | 15 | VS | 1 | 1 | 3.35 | 1696 | 0.22 | [16 empty] | Cooler | 15 |  |  |  |  | 0.93 | 0.93 | 0.93 |  |  | 1.054 | 1.07 | 1.104
| 11123 | Variable Speed Refrigeration Compressor | Freezer | Variable Speed Refrigeration CompressorFreezer | CEF2-CI-REFR-VFDC | REF-12 | R-E-1034 | Variable Speed Refrigeration Compressor |  | Refrigeration | Compressors | 2000 | Compressors | Compressor HP | 15 | VS | 1 | 1 | 1.88 | 1696 | 0.22 | [16 empty] | Freezer | 15 |  |  |  |  | 0.93 | 0.93 | 0.93 |  |  | 1.054 | 1.07 | 1.104
Sort table by Category A-Z
| Measure Number | Category | Sub-Category | Measure Lookup | eTRM Measure Code | Utility Working Group ID | DNV Ref # | DNV Measure Name | Program | End Use | Incentive Unit | Current Incentive | Quantity Unit | Secondary Unit | CalcType | Electric Energy Savings (Annual kWh/unit) | ExistingEquipmentType | Coincident Peak Demand Savings (kW/unit) | Measure Life (Years) | Baseline Efficiency Value/Sub-Code | etrack Post Control | Temp1 | etrack Building Type | Cooking Mode 1 | Cooking Mode 2 | Baseline Preheat Energy (kWh) | Qualifying Preheat Energy (kWh) | Baseline Convection Mode Idle Energy Rate (kW) | Baseline Preheat Energy | Qualifying Preheat Energy | Baseline Convection Mode Idle Energy Rate | Baseline Preheat Duration | Qualifying Preheat Duration | Baseline Convection Mode Production Capacity (lbs/hr) | Qualifying Convection Mode Production Capacity (lbs/hr) | Total daily food production (lbs) | DISCARD -Qualifying total daily food production (lbs) | Percentage of time in Steam Mode | Baseline Steam Mode Idle Energy Rate (kW) | Baseline Steam Mode Production Capacity (lbs/h) | Qualifying Steam Mode Production Capacity (lbs/h) | Heat to food (btu/lb) | Baseline Convection Mode Cooking Efficiency | Steam Heat to food (btu/lb) | Baseline Steam Mode cooking efficiency | Baseline Heavy Load Cooking Efficiency | Primary Quantity Min | Primary Quantity Max | Secondary Quantity Min | Secondary Quantity Max | Column7 | eTrack Equipment Type | eTrack Fuel Type | eTrack Size2 | EUL | RUL | ntgValue_2025 | ntgValue_2026 | ntgValue_2027 | PDF | CF | rr_kwh | rr_kw | rr_therms
| 16001 | ENERGY STAR Combination Oven/Steamer - Electric | <15 pans | ENERGY STAR Combination Oven/Steamer - Electric<15 pans | CEF2-CI-FS-OFSG | CKEA-29 | FS-E-1002 | ENERGY STAR Combination Oven/Steamer - Electric |  | Food Service | Ovens | 1700 | Ovens | No. of Pans | Combination Oven/Steamer |  |  | 1 | 12 | N/A |  |  | #N/A | Convection (%) | Steam (%) | 3 | 1.5 | 3 |  |  |  | 0.25 | 0.25 | 80 | 100 | 200 | 200 | 0.5 | 10 | 100 | 120 | 250 | 0.76 | 105 | 0.55 |  | 0 | 9999 | 0 | 14 |  |  | Electric |  | 12 |  | 0.81 | 0.81 | 0.81 | #N/A | 0.9 | 1.054 | 1.07 | 1.104
Food Service | 16003 | ENERGY STAR Combination Oven/Steamer - Electric | 15 - 28 pans | ENERGY STAR Combination Oven/Steamer - Electric15 - 28 pans | CEF2-CI-FS-OFSG | CKEA-29 | FS-E-1002 | ENERGY STAR Combination Oven/Steamer - Electric |  | Food Service | Ovens | 1700 | Ovens | No. of Pans | Combination Oven/Steamer |  |  | 1 | 12 | N/A |  |  | #N/A | Convection (%) | Steam (%) | 3.75 | 2 | 3.75 |  |  |  | 0.25 | 0.25 | 100 | 125 | 250 | 250 | 0.5 | 12.5 | 150 | 200 | 250 | 0.76 | 105 | 0.55 |  | 0 | 9999 | 15 | 27 |  |  | Electric |  | 12 |  | 0.81 | 0.81 | 0.81 | #N/A | 0.9 | 1.054 | 1.07 | 1.104
Category Dropdown | 16002 | ENERGY STAR Combination Oven/Steamer - Electric | >28 pans | ENERGY STAR Combination Oven/Steamer - Electric>28 pans | CEF2-CI-FS-OFSG | CKEA-29 | FS-E-1002 | ENERGY STAR Combination Oven/Steamer - Electric |  | Food Service | Ovens | 1700 | Ovens | No. of Pans | Combination Oven/Steamer |  |  | 1 | 12 | N/A |  |  | #N/A | Convection (%) | Steam (%) | 5.63 | 3 | 5.25 |  |  |  | 0.25 | 0.25 | 275 | 325 | 400 | 400 | 0.5 | 18 | 350 | 400 | 250 | 0.76 | 105 | 0.55 |  | 0 | 9999 | 28 | 9999 |  |  | Electric |  | 12 |  | 0.81 | 0.81 | 0.81 | #N/A | 0.9 | 1.054 | 1.07 | 1.104
ENERGY STAR Combination Oven/Steamer - Electric | 16007 | ENERGY STAR Commercial Conveyor Oven | Gas | ENERGY STAR Commercial Conveyor OvenGas | CEF2-CI-FS-OFSG |  | FS-G-1005 | ENERGY STAR Commercial Conveyor Oven - Gas |  | Food Service | Ovens | 1700 | Ovens | N/A | ConvecOven-RackOven-Fryer-ConveyorOven |  |  | 0.9 | 12 | N/A |  |  | #N/A | Cooking (%) | N/A |  |  |  | 21270 | 15000 | 55000 | 0.25 | 0.25 | 114 | 158 | 190 | 190 |  |  |  |  | 250 |  |  |  | 0.3 | 0 | 9999 | 0 | 99999 |  | Conveyor Oven, Gas | Gas |  | 12 |  | 0.81 | 0.81 | 0.81 | #N/A | 0.9 | 1.054 | 1.07 | 1.104
ENERGY STAR Commercial Conveyor Oven | 16012 | ENERGY STAR Commercial Dishwasher Multiple Tank Conveyor | High Temp - Electric | ENERGY STAR Commercial Dishwasher Multiple Tank ConveyorHigh Temp - Electric | CEF2-CI-FS-DWR | CKEA-8 | FS-E-1018 | ENERGY STAR Commercial Dishwashers Multiple Tank Conveyor HT - Electric |  | Food Service | Dishwashers | 1500 | Dishwashers | N/A | Dishwasher |  | Building Water Heater | 0.9 | 20 | N/A |  | High | #N/A | Water Use per Rack | N/A | [21 empty] | 0 | 9999 | 0 | 99999 |  | Multi Tank Conveyor | Electric |  | 20 |  | 0.81 | 0.81 | 0.81 | #N/A | 0.9 | 1.054 | 1.07 | 1.104
ENERGY STAR Commercial Dishwasher Multiple Tank Conveyor | 16013 | ENERGY STAR Commercial Dishwasher Multiple Tank Conveyor | High Temp - Gas | ENERGY STAR Commercial Dishwasher Multiple Tank ConveyorHigh Temp - Gas | CEF2-CI-FS-DWR | CKEA-8 | FS-E-1018 | ENERGY STAR Commercial Dishwashers Multiple Tank Conveyor HT - Gas |  | Food Service | Dishwashers | 1500 | Dishwashers | N/A | Dishwasher |  | Building Water Heater | 0.9 | 20 | N/A |  | High | #N/A | Water Use per Rack | N/A | [21 empty] | 0 | 9999 | 0 | 99999 |  | Multi Tank Conveyor | Gas |  | 20 |  | 0.81 | 0.81 | 0.81 | #N/A | 0.9 | 1.054 | 1.07 | 1.104
ENERGY STAR Commercial Dishwasher Single Tank Conveyor | 16014 | ENERGY STAR Commercial Dishwasher Multiple Tank Conveyor | Low Temp - Electric | ENERGY STAR Commercial Dishwasher Multiple Tank ConveyorLow Temp - Electric | CEF2-CI-FS-DWR | CKEA-7 | FS-E-1017 | ENERGY STAR Commercial Dishwashers Multiple Tank Conveyor LT - Electric |  | Food Service | Dishwashers | 1000 | Dishwashers | N/A | Dishwasher |  | Building Water Heater | 0.9 | 20 | N/A |  | Low | #N/A | Water Use per Rack | N/A | [21 empty] | 0 | 9999 | 0 | 99999 |  | Multi Tank Conveyor | Electric |  | 20 |  | 0.81 | 0.81 | 0.81 | #N/A | 0.9 | 1.054 | 1.07 | 1.104
ENERGY STAR Commercial Dishwasher Stationary Single Tank Door | 16015 | ENERGY STAR Commercial Dishwasher Multiple Tank Conveyor | Low Temp - Gas | ENERGY STAR Commercial Dishwasher Multiple Tank ConveyorLow Temp - Gas | CEF2-CI-FS-DWR | CKEA-7 | FS-E-1017 | ENERGY STAR Commercial Dishwashers Multiple Tank Conveyor LT - Gas |  | Food Service | Dishwashers | 1500 | Dishwashers | N/A | Dishwasher |  | Building Water Heater | 0.9 | 20 | N/A |  | Low | #N/A | Water Use per Rack | N/A | [21 empty] | 0 | 9999 | 0 | 99999 |  | Multi Tank Conveyor | Gas |  | 20 |  | 0.81 | 0.81 | 0.81 | #N/A | 0.9 | 1.054 | 1.07 | 1.104
ENERGY STAR Commercial Dishwasher Under Counter | 16016 | ENERGY STAR Commercial Dishwasher Single Tank Conveyor | High Temp - Electric | ENERGY STAR Commercial Dishwasher Single Tank ConveyorHigh Temp - Electric | CEF2-CI-FS-DWR | CKEA-6 | FS-E-1016 | ENERGY STAR Commercial Dishwashers Single Tank Conveyor HT - Electric |  | Food Service | Dishwashers | 2500 | Dishwashers | N/A | Dishwasher |  | Building Water Heater | 0.9 | 20 | N/A |  | High | #N/A | Water Use per Rack | N/A | [21 empty] | 0 | 9999 | 0 | 99999 |  | Single Tank Conveyor | Electric |  | 20 |  | 0.81 | 0.81 | 0.81 | #N/A | 0.9 | 1.054 | 1.07 | 1.104
ENERGY STAR Commercial Fryer | 16017 | ENERGY STAR Commercial Dishwasher Single Tank Conveyor | High Temp - Gas | ENERGY STAR Commercial Dishwasher Single Tank ConveyorHigh Temp - Gas | CEF2-CI-FS-DWR | CKEA-6 | FS-E-1016 | ENERGY STAR Commercial Dishwashers Single Tank Conveyor HT - Gas |  | Food Service | Dishwashers | 1500 | Dishwashers | N/A | Dishwasher |  | Building Water Heater | 0.9 | 20 | N/A |  | High | #N/A | Water Use per Rack | N/A | [21 empty] | 0 | 9999 | 0 | 99999 |  | Single Tank Conveyor | Gas |  | 20 |  | 0.81 | 0.81 | 0.81 | #N/A | 0.9 | 1.054 | 1.07 | 1.104
ENERGY STAR Commercial Glass Door Freezer | 16018 | ENERGY STAR Commercial Dishwasher Single Tank Conveyor | Low Temp - Electric | ENERGY STAR Commercial Dishwasher Single Tank ConveyorLow Temp - Electric | CEF2-CI-FS-DWR | CKEA-5 | FS-E-1015 | ENERGY STAR Commercial Dishwashers Single Tank Conveyor LT - Electric |  | Food Service | Dishwashers | 400 | Dishwashers | N/A | Dishwasher |  | Building Water Heater | 0.9 | 20 | N/A |  | Low | #N/A | Water Use per Rack | N/A | [21 empty] | 0 | 9999 | 0 | 99999 |  | Single Tank Conveyor | Electric |  | 20 |  | 0.81 | 0.81 | 0.81 | #N/A | 0.9 | 1.054 | 1.07 | 1.104
ENERGY STAR Commercial Glass Door Refrigerator | 16019 | ENERGY STAR Commercial Dishwasher Single Tank Conveyor | Low Temp - Gas | ENERGY STAR Commercial Dishwasher Single Tank ConveyorLow Temp - Gas | CEF2-CI-FS-DWR | CKEA-5 | FS-E-1015 | ENERGY STAR Commercial Dishwashers Single Tank Conveyor LT - Gas |  | Food Service | Dishwashers | 1000 | Dishwashers | N/A | Dishwasher |  | Building Water Heater | 0.9 | 20 | N/A |  | Low | #N/A | Water Use per Rack | N/A | [21 empty] | 0 | 9999 | 0 | 99999 |  | Single Tank Conveyor | Gas |  | 20 |  | 0.81 | 0.81 | 0.81 | #N/A | 0.9 | 1.054 | 1.07 | 1.104
ENERGY STAR Commercial Ice Machines Tier 1 | 16008 | ENERGY STAR Commercial Dishwasher Stationary Single Tank Door | High Temp - Electric | ENERGY STAR Commercial Dishwasher Stationary Single Tank DoorHigh Temp - Electric | CEF2-CI-FS-DWR | CKEA-4 | FS-E-1014 | ENERGY STAR Commercial Dishwashers Stationary Single Tank Door HT - Electric |  | Food Service | Dishwashers | 1250 | Dishwashers | N/A | Dishwasher |  | Building Water Heater | 0.9 | 15 | N/A |  | High | #N/A | Water Use per Rack | N/A | [21 empty] | 0 | 9999 | 0 | 99999 |  | Stationary Single Tank Door | Electric |  | 15 |  | 0.81 | 0.81 | 0.81 | #N/A | 0.9 | 1.054 | 1.07 | 1.104
ENERGY STAR Commercial Ice Machines Tier 2 | 16009 | ENERGY STAR Commercial Dishwasher Stationary Single Tank Door | High Temp - Gas | ENERGY STAR Commercial Dishwasher Stationary Single Tank DoorHigh Temp - Gas | CEF2-CI-FS-DWR | CKEA-4 | FS-E-1014 | ENERGY STAR Commercial Dishwashers Stationary Single Tank Door HT - Gas |  | Food Service | Dishwashers | 750 | Dishwashers | N/A | Dishwasher |  | Building Water Heater | 0.9 | 15 | N/A |  | High | #N/A | Water Use per Rack | N/A | [21 empty] | 0 | 9999 | 0 | 99999 |  | Stationary Single Tank Door | Gas |  | 15 |  | 0.81 | 0.81 | 0.81 | #N/A | 0.9 | 1.054 | 1.07 | 1.104
ENERGY STAR Commercial Solid Door Freezer | 16010 | ENERGY STAR Commercial Dishwasher Stationary Single Tank Door | Low Temp - Electric | ENERGY STAR Commercial Dishwasher Stationary Single Tank DoorLow Temp - Electric | CEF2-CI-FS-DWR | CKEA-3 | FS-E-1013 | ENERGY STAR Commercial Dishwashers Stationary Single Tank Door LT - Electric |  | Food Service | Dishwashers | 850 | Dishwashers | N/A | Dishwasher |  | Building Water Heater | 0.9 | 15 | N/A |  | Low | #N/A | Water Use per Rack | N/A | [21 empty] | 0 | 9999 | 0 | 99999 |  | Stationary Single Tank Door | Electric |  | 15 |  | 0.81 | 0.81 | 0.81 | #N/A | 0.9 | 1.054 | 1.07 | 1.104
ENERGY STAR Commercial Solid Door Refrigerator | 16011 | ENERGY STAR Commercial Dishwasher Stationary Single Tank Door | Low Temp - Gas | ENERGY STAR Commercial Dishwasher Stationary Single Tank DoorLow Temp - Gas | CEF2-CI-FS-DWR | CKEA-3 | FS-E-1013 | ENERGY STAR Commercial Dishwashers Stationary Single Tank Door LT - Gas |  | Food Service | Dishwashers | 700 | Dishwashers | N/A | Dishwasher |  | Building Water Heater | 0.9 | 15 | N/A |  | Low | #N/A | Water Use per Rack | N/A | [21 empty] | 0 | 9999 | 0 | 99999 |  | Stationary Single Tank Door | Gas |  | 15 |  | 0.81 | 0.81 | 0.81 | #N/A | 0.9 | 1.054 | 1.07 | 1.104
ENERGY STAR Convection Oven - Electric | 16020 | ENERGY STAR Commercial Dishwasher Under Counter | High Temp - Electric | ENERGY STAR Commercial Dishwasher Under CounterHigh Temp - Electric | CEF2-CI-FS-DWR | CKEA-2 | FS-E-1012 | ENERGY STAR Commercial Dishwashers Under Counter HT - Electric |  | Food Service | Dishwashers | 2500 | Dishwashers | N/A | Dishwasher |  | Building Water Heater | 0.9 | 10 | N/A |  | High | #N/A | Water Use per Rack | N/A | [21 empty] | 0 | 9999 | 0 | 99999 |  | Under Counter | Electric |  | 10 |  | 0.81 | 0.81 | 0.81 | #N/A | 0.9 | 1.054 | 1.07 | 1.104
ENERGY STAR Convection Oven - Gas | 16021 | ENERGY STAR Commercial Dishwasher Under Counter | High Temp - Gas | ENERGY STAR Commercial Dishwasher Under CounterHigh Temp - Gas | CEF2-CI-FS-DWR | CKEA-2 | FS-E-1012 | ENERGY STAR Commercial Dishwashers Under Counter HT - Gas |  | Food Service | Dishwashers | 400 | Dishwashers | N/A | Dishwasher |  | Building Water Heater | 0.9 | 10 | N/A |  | High | #N/A | Water Use per Rack | N/A | [21 empty] | 0 | 9999 | 0 | 99999 |  | Under Counter | Gas |  | 10 |  | 0.81 | 0.81 | 0.81 | #N/A | 0.9 | 1.054 | 1.07 | 1.104
ENERGY STAR Griddle | 16022 | ENERGY STAR Commercial Dishwasher Under Counter | Low Temp - Electric | ENERGY STAR Commercial Dishwasher Under CounterLow Temp - Electric | CEF2-CI-FS-DWR | CKEA-1 | FS-E-1011 | ENERGY STAR Commercial Dishwashers Under Counter LT - Electric |  | Food Service | Dishwashers | 300 | Dishwashers | N/A | Dishwasher |  | Building Water Heater | 0.9 | 10 | N/A |  | Low | #N/A | Water Use per Rack | N/A | [21 empty] | 0 | 9999 | 0 | 99999 |  | Under Counter | Electric |  | 10 |  | 0.81 | 0.81 | 0.81 | #N/A | 0.9 | 1.054 | 1.07 | 1.104
ENERGY STAR Hot Food Holding Cabinets | 16023 | ENERGY STAR Commercial Dishwasher Under Counter | Low Temp - Gas | ENERGY STAR Commercial Dishwasher Under CounterLow Temp - Gas | CEF2-CI-FS-DWR | CKEA-1 | FS-E-1011 | ENERGY STAR Commercial Dishwashers Under Counter LT - Gas |  | Food Service | Dishwashers | 400 | Dishwashers | N/A | Dishwasher |  | Building Water Heater | 0.9 | 10 | N/A |  | Low | #N/A | Water Use per Rack | N/A | [21 empty] | 0 | 9999 | 0 | 99999 |  | Under Counter | Gas |  | 10 |  | 0.81 | 0.81 | 0.81 | #N/A | 0.9 | 1.054 | 1.07 | 1.104
ENERGY STAR Rack Oven - Gas | 16024 | ENERGY STAR Commercial Fryer | Gas | ENERGY STAR Commercial FryerGas | CEF2-CI-FS-OFSG | CKEA-19, CKEA20 | FS-G-1006 | ENERGY STAR Commercial Fryer - Gas |  | Food Service | Fryers | 1000 | Fryers | N/A | ConvecOven-RackOven-Fryer-ConveyorOven |  |  | 0.9 | 12 | N/A |  |  | #N/A | Cooking (%) | N/A |  |  |  | 18500 | 16000 | 9000 | 0.25 | 0.25 | 60 | 67 | 150 | 150 |  |  |  |  | 570 |  |  |  | 0.5 | 0 | 9999 | 0 | 99999 |  | Fryer, Gas, Standard | Gas |  | 12 |  | 0.81 | 0.81 | 0.81 | #N/A | 0.9 | 1.054 | 1.07 | 1.104
ENERGY STAR Standard Vat Fryer | 16026 | ENERGY STAR Commercial Glass Door Freezer | <15 ft3 | ENERGY STAR Commercial Glass Door Freezer<15 ft3 | CEF2-CI-APL-FRZ | CKEA-66 | FS-E-1027 | ENERGY STAR Commercial Glass Door Freezer - < 15 ft3 |  | Food Service | Freezers | 300 | Freezers | Volume ft3 | RefrigeratorFreezer |  |  | 1 | 12 | Calc_GDF |  |  | #N/A | Daily kWh | N/A | [21 empty] | 0 | 9999 | 0 | 14.99 |  | Glass Door Freezer | Electric |  | 12 | 4 | 0.81 | 0.81 | 0.81 |  | 1 | 1.054 | 1.07 | 1.104
ENERGY STAR Steam Cooker | 16025 | ENERGY STAR Commercial Glass Door Freezer | ≥15 and <30 ft3 | ENERGY STAR Commercial Glass Door Freezer≥15 and <30 ft3 | CEF2-CI-APL-FRZ | CKEA-67 | FS-E-1028 | ENERGY STAR Commercial Glass Door Freezer - > 15 to < 30 ft3 |  | Food Service | Freezers | 300 | Freezers | Volume ft3 | RefrigeratorFreezer |  |  | 1 | 12 | Calc_GDF |  |  | #N/A | Daily kWh | N/A | [21 empty] | 0 | 9999 | 15 | 29.99 |  | Glass Door Freezer | Electric |  | 12 | 4 | 0.81 | 0.81 | 0.81 |  | 1 | 1.054 | 1.07 | 1.104
Pre Rinse Spray Valve | 16027 | ENERGY STAR Commercial Glass Door Freezer | ≥30 and <50 ft3 | ENERGY STAR Commercial Glass Door Freezer≥30 and <50 ft3 | CEF2-CI-APL-FRZ | CKEA-68 | FS-E-1029 | ENERGY STAR Commercial Glass Door Freezer - > 30 to < 50 ft3 |  | Food Service | Freezers | 300 | Freezers | Volume ft3 | RefrigeratorFreezer |  |  | 1 | 12 | Calc_GDF |  |  | #N/A | Daily kWh | N/A | [21 empty] | 0 | 9999 | 30 | 49.99 |  | Glass Door Freezer | Electric |  | 12 | 4 | 0.81 | 0.81 | 0.81 |  | 1 | 1.054 | 1.07 | 1.104
| 16028 | ENERGY STAR Commercial Glass Door Freezer | ≥50 ft3 | ENERGY STAR Commercial Glass Door Freezer≥50 ft3 | CEF2-CI-APL-FRZ | CKEA-69 | FS-E-1030 | ENERGY STAR Commercial Glass Door Freezer - ≥ 50 ft3 |  | Food Service | Freezers | 300 | Freezers | Volume ft3 | RefrigeratorFreezer |  |  | 1 | 12 | Calc_GDF |  |  | #N/A | Daily kWh | N/A | [21 empty] | 0 | 9999 | 50 | 9999 |  | Glass Door Freezer | Electric |  | 12 | 4 | 0.81 | 0.81 | 0.81 |  | 1 | 1.054 | 1.07 | 1.104
| 16030 | ENERGY STAR Commercial Glass Door Refrigerator | <15 ft3 | ENERGY STAR Commercial Glass Door Refrigerator<15 ft3 | CEF2-CI-APL-REFR | CKEA-62 | FS-E-1019 | ENERGY STAR Commercial Glass Door Refrigerator - < 15 ft3 |  | Food Service | Refrigerators | 300 | Refrigerators | Volume ft3 | RefrigeratorFreezer |  |  | 1 | 12 | Calc_GDR |  |  | #N/A | Daily kWh | N/A | [21 empty] | 0 | 9999 | 0 | 14.99 |  | Glass Door Refrigerator | Electric |  | 12 | 4 | 0.81 | 0.81 | 0.81 |  | 1 | 1.054 | 1.07 | 1.104
| 16029 | ENERGY STAR Commercial Glass Door Refrigerator | ≥15 and <30 ft3 | ENERGY STAR Commercial Glass Door Refrigerator≥15 and <30 ft3 | CEF2-CI-APL-REFR | CKEA-63 | FS-E-1020 | ENERGY STAR Commercial Glass Door Refrigerator - > 15 to < 30 ft3 |  | Food Service | Refrigerators | 300 | Refrigerators | Volume ft3 | RefrigeratorFreezer |  |  | 1 | 12 | Calc_GDR |  |  | #N/A | Daily kWh | N/A | [21 empty] | 0 | 9999 | 15 | 29.99 |  | Glass Door Refrigerator | Electric |  | 12 | 4 | 0.81 | 0.81 | 0.81 |  | 1 | 1.054 | 1.07 | 1.104
| 16031 | ENERGY STAR Commercial Glass Door Refrigerator | ≥30 and <50 ft3 | ENERGY STAR Commercial Glass Door Refrigerator≥30 and <50 ft3 | CEF2-CI-APL-REFR | CKEA-64 | FS-E-1021 | ENERGY STAR Commercial Glass Door Refrigerator - > 30 to < 50 ft3 |  | Food Service | Refrigerators | 300 | Refrigerators | Volume ft3 | RefrigeratorFreezer |  |  | 1 | 12 | Calc_GDR |  |  | #N/A | Daily kWh | N/A | [21 empty] | 0 | 9999 | 30 | 49.99 |  | Glass Door Refrigerator | Electric |  | 12 | 4 | 0.81 | 0.81 | 0.81 |  | 1 | 1.054 | 1.07 | 1.104
| 16032 | ENERGY STAR Commercial Glass Door Refrigerator | ≥50 ft3 | ENERGY STAR Commercial Glass Door Refrigerator≥50 ft3 | CEF2-CI-APL-REFR | CKEA-65 | FS-E-1022 | ENERGY STAR Commercial Glass Door Refrigerator - ≥ 50 ft3 |  | Food Service | Refrigerators | 300 | Refrigerators | Volume ft3 | RefrigeratorFreezer |  |  | 1 | 12 | Calc_GDR |  |  | #N/A | Daily kWh | N/A | [21 empty] | 0 | 9999 | 50 | 9999 |  | Glass Door Refrigerator | Electric |  | 12 | 4 | 0.81 | 0.81 | 0.81 |  | 1 | 1.054 | 1.07 | 1.104
| 16033 | ENERGY STAR Commercial Ice Machines Tier 1 | 0–100 lbs/day | ENERGY STAR Commercial Ice Machines Tier 10–100 lbs/day | CEF2-CI-FS-IM | CKEA-38 | FS-E-1035 | ENERGY STAR Commercial Ice Machines 0–100 lbs/day - Tier 1 |  | Food Service | Ice Machines | 200 | Ice Machines | Harvest Rate (lbs/day) | Ice Machine |  |  | 0.9 | 10 | 18 | Tier 1 |  | #N/A | kWh/100 lbs | N/A | [21 empty] | 0 | 9999 | 0 | 100 |  | Tier 1 | Electric |  | 10 | 3.3 | 0.81 | 0.81 | 0.81 |  | 0.9 | 1.054 | 1.07 | 1.104
| 16036 | ENERGY STAR Commercial Ice Machines Tier 1 | 101–200 lbs/day | ENERGY STAR Commercial Ice Machines Tier 1101–200 lbs/day | CEF2-CI-FS-IM | CKEA-40 | FS-E-1036 | ENERGY STAR Commercial Ice Machines 101–200 lbs/day - Tier 1 |  | Food Service | Ice Machines | 200 | Ice Machines | Harvest Rate (lbs/day) | Ice Machine |  |  | 0.9 | 10 | 16 | Tier 1 |  | #N/A | kWh/100 lbs | N/A | [21 empty] | 0 | 9999 | 101 | 200 |  | Tier 1 | Electric |  | 10 | 3.3 | 0.81 | 0.81 | 0.81 |  | 0.9 | 1.054 | 1.07 | 1.104
| 16037 | ENERGY STAR Commercial Ice Machines Tier 1 | 201–300 lbs/day | ENERGY STAR Commercial Ice Machines Tier 1201–300 lbs/day | CEF2-CI-FS-IM | CKEA-42 | FS-E-1037 | ENERGY STAR Commercial Ice Machines 201–300 lbs/day - Tier 1 |  | Food Service | Ice Machines | 200 | Ice Machines | Harvest Rate (lbs/day) | Ice Machine |  |  | 0.9 | 10 | 11 | Tier 1 |  | #N/A | kWh/100 lbs | N/A | [21 empty] | 0 | 9999 | 201 | 300 |  | Tier 1 | Electric |  | 10 | 3.3 | 0.81 | 0.81 | 0.81 |  | 0.9 | 1.054 | 1.07 | 1.104
| 16038 | ENERGY STAR Commercial Ice Machines Tier 1 | 301–400 lbs/day | ENERGY STAR Commercial Ice Machines Tier 1301–400 lbs/day | CEF2-CI-FS-IM | CKEA-44 | FS-E-1038 | ENERGY STAR Commercial Ice Machines 301–400 lbs/day - Tier 1 |  | Food Service | Ice Machines | 200 | Ice Machines | Harvest Rate (lbs/day) | Ice Machine |  |  | 0.9 | 10 | 8.5 | Tier 1 |  | #N/A | kWh/100 lbs | N/A | [21 empty] | 0 | 9999 | 301 | 400 |  | Tier 1 | Electric |  | 10 | 3.3 | 0.81 | 0.81 | 0.81 |  | 0.9 | 1.054 | 1.07 | 1.104
| 16039 | ENERGY STAR Commercial Ice Machines Tier 1 | 401–500 lbs/day | ENERGY STAR Commercial Ice Machines Tier 1401–500 lbs/day | CEF2-CI-FS-IM | CKEA-46 | FS-E-1039 | ENERGY STAR Commercial Ice Machines 401–500 lbs/day - Tier 1 |  | Food Service | Ice Machines | 200 | Ice Machines | Harvest Rate (lbs/day) | Ice Machine |  |  | 0.9 | 10 | 7.6 | Tier 1 |  | #N/A | kWh/100 lbs | N/A | [21 empty] | 0 | 9999 | 401 | 500 |  | Tier 1 | Electric |  | 10 | 3.3 | 0.81 | 0.81 | 0.81 |  | 0.9 | 1.054 | 1.07 | 1.104
| 16040 | ENERGY STAR Commercial Ice Machines Tier 1 | 501–1000 lbs/day | ENERGY STAR Commercial Ice Machines Tier 1501–1000 lbs/day | CEF2-CI-FS-IM | CKEA-48 | FS-E-1089 | ENERGY STAR Commercial Ice Machines 501–1000 lbs/day - Tier 1 |  | Food Service | Ice Machines | 200 | Ice Machines | Harvest Rate (lbs/day) | Ice Machine |  |  | 0.9 | 10 | 7.6 | Tier 1 |  | #N/A | kWh/100 lbs | N/A | [21 empty] | 0 | 9999 | 501 | 1000 |  | Tier 1 | Electric |  | 10 | 3.3 | 0.81 | 0.81 | 0.81 |  | 0.9 | 1.054 | 1.07 | 1.104
| 16035 | ENERGY STAR Commercial Ice Machines Tier 1 | 1001–1500 lbs/day | ENERGY STAR Commercial Ice Machines Tier 11001–1500 lbs/day | CEF2-CI-FS-IM | CKEA-50 | FS-E-1041 | ENERGY STAR Commercial Ice Machines 1001–1500 lbs/day - Tier 1 |  | Food Service | Ice Machines | 200 | Ice Machines | Harvest Rate (lbs/day) | Ice Machine |  |  | 0.9 | 10 | 6.4 | Tier 1 |  | #N/A | kWh/100 lbs | N/A | [21 empty] | 0 | 9999 | 1001 | 1500 |  | Tier 1 | Electric |  | 10 | 3.3 | 0.81 | 0.81 | 0.81 |  | 0.9 | 1.054 | 1.07 | 1.104
| 16034 | ENERGY STAR Commercial Ice Machines Tier 1 | >1500 lbs/day | ENERGY STAR Commercial Ice Machines Tier 1>1500 lbs/day | CEF2-CI-FS-IM | CKEA-52 | FS-E-1042 | ENERGY STAR Commercial Ice Machines >1500 lbs/day Tier 1 |  | Food Service | Ice Machines | 200 | Ice Machines | Harvest Rate (lbs/day) | Ice Machine |  |  | 0.9 | 10 | 6.1 | Tier 1 |  | #N/A | kWh/100 lbs | N/A | [21 empty] | 0 | 9999 | 1500 | 99999 |  | Tier 1 | Electric |  | 10 | 3.3 | 0.81 | 0.81 | 0.81 |  | 0.9 | 1.054 | 1.07 | 1.104
| 16041 | ENERGY STAR Commercial Ice Machines Tier 2 | 0–100 lbs/day | ENERGY STAR Commercial Ice Machines Tier 20–100 lbs/day | CEF2-CI-FS-IM | CKEA-39 | FS-E-1085 | ENERGY STAR Commercial Ice Machines 0–100 lbs/day - Tier 2 |  | Food Service | Ice Machines | 300 | Ice Machines | Harvest Rate (lbs/day) | Ice Machine |  |  | 0.9 | 10 | 18 | Tier 2 |  | #N/A | kWh/100 lbs | N/A | [21 empty] | 0 | 9999 | 0 | 100 |  | Tier 2 | Electric |  | 10 | 3.3 | 0.81 | 0.81 | 0.81 |  | 0.9 | 1.054 | 1.07 | 1.104
| 16043 | ENERGY STAR Commercial Ice Machines Tier 2 | 101–200 lbs/day | ENERGY STAR Commercial Ice Machines Tier 2101–200 lbs/day | CEF2-CI-FS-IM | CKEA-41 | FS-E-1086 | ENERGY STAR Commercial Ice Machines 101–200 lbs/day - Tier 2 |  | Food Service | Ice Machines | 300 | Ice Machines | Harvest Rate (lbs/day) | Ice Machine |  |  | 0.9 | 10 | 16 | Tier 2 |  | #N/A | kWh/100 lbs | N/A | [21 empty] | 0 | 9999 | 101 | 200 |  | Tier 2 | Electric |  | 10 | 3.3 | 0.81 | 0.81 | 0.81 |  | 0.9 | 1.054 | 1.07 | 1.104
| 16044 | ENERGY STAR Commercial Ice Machines Tier 2 | 201–300 lbs/day | ENERGY STAR Commercial Ice Machines Tier 2201–300 lbs/day | CEF2-CI-FS-IM | CKEA-43 | FS-E-1087 | ENERGY STAR Commercial Ice Machines 201–300 lbs/day - Tier 2 |  | Food Service | Ice Machines | 300 | Ice Machines | Harvest Rate (lbs/day) | Ice Machine |  |  | 0.9 | 10 | 11 | Tier 2 |  | #N/A | kWh/100 lbs | N/A | [21 empty] | 0 | 9999 | 201 | 300 |  | Tier 2 | Electric |  | 10 | 3.3 | 0.81 | 0.81 | 0.81 |  | 0.9 | 1.054 | 1.07 | 1.104
| 16045 | ENERGY STAR Commercial Ice Machines Tier 2 | 301–400 lbs/day | ENERGY STAR Commercial Ice Machines Tier 2301–400 lbs/day | CEF2-CI-FS-IM | CKEA-45 | FS-E-1088 | ENERGY STAR Commercial Ice Machines 301–400 lbs/day - Tier 2 |  | Food Service | Ice Machines | 300 | Ice Machines | Harvest Rate (lbs/day) | Ice Machine |  |  | 0.9 | 10 | 8.5 | Tier 2 |  | #N/A | kWh/100 lbs | N/A | [21 empty] | 0 | 9999 | 301 | 400 |  | Tier 2 | Electric |  | 10 | 3.3 | 0.81 | 0.81 | 0.81 |  | 0.9 | 1.054 | 1.07 | 1.104
| 16046 | ENERGY STAR Commercial Ice Machines Tier 2 | 401–500 lbs/day | ENERGY STAR Commercial Ice Machines Tier 2401–500 lbs/day | CEF2-CI-FS-IM | CKEA-47 | FS-E-1040 | ENERGY STAR Commercial Ice Machines 401–500 lbs/day - Tier 2 |  | Food Service | Ice Machines | 300 | Ice Machines | Harvest Rate (lbs/day) | Ice Machine |  |  | 0.9 | 10 | 6.9 | Tier 2 |  | #N/A | kWh/100 lbs | N/A | [21 empty] | 0 | 9999 | 401 | 500 |  | Tier 2 | Electric |  | 10 | 3.3 | 0.81 | 0.81 | 0.81 |  | 0.9 | 1.054 | 1.07 | 1.104
| 16047 | ENERGY STAR Commercial Ice Machines Tier 2 | 501–1000 lbs/day | ENERGY STAR Commercial Ice Machines Tier 2501–1000 lbs/day | CEF2-CI-FS-IM | CKEA-49 | FS-E-1090 | ENERGY STAR Commercial Ice Machines 501–1000 lbs/day - Tier 2 |  | Food Service | Ice Machines | 300 | Ice Machines | Harvest Rate (lbs/day) | Ice Machine |  |  | 0.9 | 10 | 6.9 | Tier 2 |  | #N/A | kWh/100 lbs | N/A | [21 empty] | 0 | 9999 | 501 | 1000 |  | Tier 2 | Electric |  | 10 | 3.3 | 0.81 | 0.81 | 0.81 |  | 0.9 | 1.054 | 1.07 | 1.104
| 16042 | ENERGY STAR Commercial Ice Machines Tier 2 | 1001–1500 lbs/day | ENERGY STAR Commercial Ice Machines Tier 21001–1500 lbs/day | CEF2-CI-FS-IM | CKEA-51 | FS-E-1091 | ENERGY STAR Commercial Ice Machines 1001–1500 lbs/day - Tier 2 |  | Food Service | Ice Machines | 300 | Ice Machines | Harvest Rate (lbs/day) | Ice Machine |  |  | 0.9 | 10 | 6.4 | Tier 2 |  | #N/A | kWh/100 lbs | N/A | [21 empty] | 0 | 9999 | 1001 | 1500 |  | Tier 2 | Electric |  | 10 | 3.3 | 0.81 | 0.81 | 0.81 |  | 0.9 | 1.054 | 1.07 | 1.104
| 16049 | ENERGY STAR Commercial Solid Door Freezer | ≤15 ft3 | ENERGY STAR Commercial Solid Door Freezer≤15 ft3 | CEF2-CI-APL-FRZ | CKEA-58 | FS-E-1031 | ENERGY STAR Commercial Solid Door Freezer - < 15 ft3 |  | Food Service | Freezers | 400 | Freezers | Volume ft3 | RefrigeratorFreezer |  |  | 1 | 12 | Calc_SDF |  |  | #N/A | Daily kWh | N/A | [21 empty] | 0 | 9999 | 0 | 15 |  | Solid Door Freezer | Electric |  | 12 | 4 | 0.81 | 0.81 | 0.81 |  | 1 | 1.054 | 1.07 | 1.104
| 16048 | ENERGY STAR Commercial Solid Door Freezer | >15 and ≤30 ft3 | ENERGY STAR Commercial Solid Door Freezer >15 and ≤30 ft3 | CEF2-CI-APL-FRZ | CKEA-59 | FS-E-1032 | ENERGY STAR Commercial Solid Door Freezer - > 15 to < 30 ft3 |  | Food Service | Freezers | 400 | Freezers | Volume ft3 | RefrigeratorFreezer |  |  | 1 | 12 | Calc_SDF |  |  | #N/A | Daily kWh | N/A | [21 empty] | 0 | 9999 | 16 | 30 |  | Solid Door Freezer | Electric |  | 12 | 4 | 0.81 | 0.81 | 0.81 |  | 1 | 1.054 | 1.07 | 1.104
| 16050 | ENERGY STAR Commercial Solid Door Freezer | >30 and <50 ft3 | ENERGY STAR Commercial Solid Door Freezer>30 and <50 ft3 | CEF2-CI-APL-FRZ | CKEA-60 | FS-E-1033 | ENERGY STAR Commercial Solid Door Freezer - > 30 to < 50 ft3 |  | Food Service | Freezers | 400 | Freezers | Volume ft3 | RefrigeratorFreezer |  |  | 1 | 12 | Calc_SDF |  |  | #N/A | Daily kWh | N/A | [21 empty] | 0 | 9999 | 31 | 49 |  | Solid Door Freezer | Electric |  | 12 | 4 | 0.81 | 0.81 | 0.81 |  | 1 | 1.054 | 1.07 | 1.104
| 16051 | ENERGY STAR Commercial Solid Door Freezer | ≥50 ft3 | ENERGY STAR Commercial Solid Door Freezer≥50 ft3 | CEF2-CI-APL-FRZ | CKEA-61 | FS-E-1034 | ENERGY STAR Commercial Solid Door Freezer - ≥ 50 ft3 |  | Food Service | Freezers | 400 | Freezers | Volume ft3 | RefrigeratorFreezer |  |  | 1 | 12 | Calc_SDF |  |  | #N/A | Daily kWh | N/A | [21 empty] | 0 | 9999 | 50 | 9999 |  | Solid Door Freezer | Electric |  | 12 | 4 | 0.81 | 0.81 | 0.81 |  | 1 | 1.054 | 1.07 | 1.104
| 16053 | ENERGY STAR Commercial Solid Door Refrigerator | ≤15 ft3 | ENERGY STAR Commercial Solid Door Refrigerator≤15 ft3 | CEF2-CI-APL-REFR | CKEA-54 | FS-E-1023 | ENERGY STAR Commercial Solid Door Refrigerator - < 15 ft3 |  | Food Service | Refrigerators | 400 | Refrigerators | Volume ft3 | RefrigeratorFreezer |  |  | 1 | 12 | Calc_SDR |  |  | #N/A | Daily kWh | N/A | [21 empty] | 0 | 9999 | 0 | 15 |  | Solid Door Refrigerator | Electric |  | 12 | 4 | 0.81 | 0.81 | 0.81 |  | 1 | 1.054 | 1.07 | 1.104
| 16052 | ENERGY STAR Commercial Solid Door Refrigerator | >15 and ≤30 ft3 | ENERGY STAR Commercial Solid Door Refrigerator >15 and ≤30 ft3 | CEF2-CI-APL-REFR | CKEA-55 | FS-E-1024 | ENERGY STAR Commercial Solid Door Refrigerator - > 15 to < 30 ft3 |  | Food Service | Refrigerators | 400 | Refrigerators | Volume ft3 | RefrigeratorFreezer |  |  | 1 | 12 | Calc_SDR |  |  | #N/A | Daily kWh | N/A | [21 empty] | 0 | 9999 | 16 | 30 |  | Solid Door Refrigerator | Electric |  | 12 | 4 | 0.81 | 0.81 | 0.81 |  | 1 | 1.054 | 1.07 | 1.104
| 16054 | ENERGY STAR Commercial Solid Door Refrigerator | >30 and <50 ft3 | ENERGY STAR Commercial Solid Door Refrigerator>30 and <50 ft3 | CEF2-CI-APL-REFR | CKEA-56 | FS-E-1025 | ENERGY STAR Commercial Solid Door Refrigerator - > 30 to < 50 ft3 |  | Food Service | Refrigerators | 400 | Refrigerators | Volume ft3 | RefrigeratorFreezer |  |  | 1 | 12 | Calc_SDR |  |  | #N/A | Daily kWh | N/A | [21 empty] | 0 | 9999 | 31 | 49 |  | Solid Door Refrigerator | Electric |  | 12 | 4 | 0.81 | 0.81 | 0.81 |  | 1 | 1.054 | 1.07 | 1.104
| 16055 | ENERGY STAR Commercial Solid Door Refrigerator | ≥50 ft3 | ENERGY STAR Commercial Solid Door Refrigerator≥50 ft3 | CEF2-CI-APL-REFR | CKEA-57 | FS-E-1026 | ENERGY STAR Commercial Solid Door Refrigerator - ≥ 50 ft3 |  | Food Service | Refrigerators | 400 | Refrigerators | Volume ft3 | RefrigeratorFreezer |  |  | 1 | 12 | Calc_SDR |  |  | #N/A | Daily kWh | N/A | [21 empty] | 0 | 9999 | 50 | 9999 |  | Solid Door Refrigerator | Electric |  | 12 | 4 | 0.81 | 0.81 | 0.81 |  | 1 | 1.054 | 1.07 | 1.104
| 16056 | ENERGY STAR Convection Oven - Electric | Full Size | ENERGY STAR Convection Oven - ElectricFull Size | CEF2-CI-FS-OFSG | CKEA-27 | FS-E-1003 | ENERGY STAR Convection Oven - Electric |  | Food Service | Ovens | 600 | Ovens | N/A | ConvecOven-RackOven-Fryer-ConveyorOven |  |  | 0.9 | 12 | N/A |  |  | #N/A | Cooking (%) | N/A | 1.5 | 1 | 1.6 | 5118 | 3412 | 5459 | 0.25 | 0.25 | 70 | 82 | 100 | 100 |  |  |  |  | 250 |  |  |  | 0.71 | 0 | 9999 | 0 | 99999 |  | Convection Oven, Electric, Full Size | Electric | Full | 12 |  | 0.81 | 0.81 | 0.81 | #N/A | 0.9 | 1.054 | 1.07 | 1.104
| 16057 | ENERGY STAR Convection Oven - Electric | Half Size | ENERGY STAR Convection Oven - ElectricHalf Size | CEF2-CI-FS-OFSG | CKEA-27 | FS-E-1003 | ENERGY STAR Convection Oven - Electric |  | Food Service | Ovens | 600 | Ovens | N/A | ConvecOven-RackOven-Fryer-ConveyorOven |  |  | 0.9 | 12 | N/A |  |  | #N/A | Cooking (%) | N/A | 1 | 0.9 | 1 | 3412 | 3071 | 3412 | 0.25 | 0.25 | 45 | 53 | 100 | 100 |  |  |  |  | 250 |  |  |  | 0.71 | 0 | 9999 | 0 | 99999 |  | Convection Oven, Electric, Half Size | Electric | Half | 12 |  | 0.81 | 0.81 | 0.81 | #N/A | 0.9 | 1.054 | 1.07 | 1.104
| 16058 | ENERGY STAR Convection Oven - Gas | Full Size | ENERGY STAR Convection Oven - GasFull Size | CEF2-CI-FS-OFSG | CKEA-28 | FS-G-1002 | ENERGY STAR Convection Oven - Gas |  | Food Service | Ovens | 600 | Ovens | N/A | ConvecOven-RackOven-Fryer-ConveyorOven |  |  | 0.9 | 12 | N/A |  |  | #N/A | Cooking (%) | N/A |  |  |  | 19000 | 11000 | 12000 | 0.25 | 0.25 | 70 | 83 | 100 | 100 |  |  |  |  | 250 |  |  |  | 0.46 | 0 | 9999 | 0 | 99999 |  | Convection Oven, Gas, Full Size | Gas | Full | 12 |  | 0.81 | 0.81 | 0.81 | #N/A | 0.9 | 1.054 | 1.07 | 1.104
| 16059 | ENERGY STAR Convection Oven - Gas | Half Size | ENERGY STAR Convection Oven - GasHalf Size | CEF2-CI-FS-OFSG | CKEA-28 | FS-G-1002 | ENERGY STAR Convection Oven - Gas |  | Food Service | Ovens | 600 | Ovens | N/A | ConvecOven-RackOven-Fryer-ConveyorOven |  |  | 0.9 | 12 | N/A |  |  | #N/A | Cooking (%) | N/A |  |  |  | 13000 | 7500 | 12000 | 0.25 | 0.25 | 45 | 53 | 100 | 100 |  |  |  |  | 250 |  |  |  | 0.3 | 0 | 9999 | 0 | 99999 |  | Convection Oven, Gas, Half Size | Gas | Half | 12 |  | 0.81 | 0.81 | 0.81 | #N/A | 0.9 | 1.054 | 1.07 | 1.104
| 16060 | ENERGY STAR Griddle | Electric | ENERGY STAR GriddleElectric | CEF2-CI-FS-OFSG | CKEA-21 | FS-E-1007 | ENERGY STAR Griddle - Electric |  | Food Service | Griddles | 600 | Griddles | Width in ft. | Griddle |  |  | 0.9 | 12 | ElecGriddle |  |  | #N/A | Cooking (%) | N/A | 1.3 | 0.7 | 0.8 | 1.3 | 0.7 | 0.8 | 0.25 | 0.25 | 11.7 | 16.3 | 100 | 100 |  |  |  |  | 475 |  |  |  | 0.6 | 0 | 9999 | 0 | 99999 |  | Griddle, Electric | Electric |  | 12 |  | 0.81 | 0.81 | 0.81 | #N/A | 0.9 | 1.054 | 1.07 | 1.104
| 16061 | ENERGY STAR Griddle | Gas | ENERGY STAR GriddleGas | CEF2-CI-FS-OFSG | CKEA-22 | FS-G-1008 | ENERGY STAR Griddle - Gas |  | Food Service | Griddles | 1500 | Griddles | Width in ft. | Griddle |  |  | 0.9 | 12 | GasGriddle |  |  | #N/A | Cooking (%) | N/A |  |  |  | 7000 | 5000 | 7000 | 0.25 | 0.25 | 8.4 | 16.4 | 100 | 100 |  |  |  |  | 475 |  |  |  | 0.3 | 0 | 9999 | 0 | 99999 |  | Griddle, Gas | Gas |  | 12 |  | 0.81 | 0.81 | 0.81 | #N/A | 0.9 | 1.054 | 1.07 | 1.104
| 16062 | ENERGY STAR Hot Food Holding Cabinets | 1/2 Size | ENERGY STAR Hot Food Holding Cabinets1/2 Size | CEF2-CI-FS-HC | CKEA-23 | FS-E-1010 | ENERGY STAR Hot Food Holding Cabinets - 1/2 Size |  | Food Service | Cabinets | 300 | Cabinets | Volume ft3 | Cabinet |  |  | 0.9 | 12 | N/A |  |  | #N/A | N/A | N/A |  |  | 0.38 | [18 empty] | 0 | 9999 | 0 | 99999 | 0.38 | Insulated Holding Cabinet, Half-Size (0 < V < 13) | Electric |  | 12 |  | 0.81 | 0.81 | 0.81 |  | 0.9 | 1.054 | 1.07 | 1.104
| 16063 | ENERGY STAR Hot Food Holding Cabinets | 3/4 Size | ENERGY STAR Hot Food Holding Cabinets3/4 Size | CEF2-CI-FS-HC | CKEA-24 | FS-E-1009 | ENERGY STAR Hot Food Holding Cabinets - 3/4 Size |  | Food Service | Cabinets | 600 | Cabinets | Volume ft3 | Cabinet |  |  | 0.9 | 12 | N/A |  |  | #N/A | N/A | N/A |  |  | 0.69 | [18 empty] | 0 | 9999 | 0 | 99999 | 0.69 | Insulated Holding Cabinet, Full-Size (13 <= V < 28) | Electric |  | 12 |  | 0.81 | 0.81 | 0.81 |  | 0.9 | 1.054 | 1.07 | 1.104
| 16064 | ENERGY STAR Hot Food Holding Cabinets | Full Size | ENERGY STAR Hot Food Holding CabinetsFull Size | CEF2-CI-FS-HC | CKEA-25 | FS-E-1008 | ENERGY STAR Hot Food Holding Cabinets - Full Size |  | Food Service | Cabinets | 600 | Cabinets | Volume ft3 | Cabinet |  |  | 0.9 | 12 | N/A |  |  | #N/A | N/A | N/A |  |  | 1 | [18 empty] | 0 | 9999 | 0 | 99999 | 1 | Insulated Holding Cabinet, Large-Size (28 <= V) | Electric |  | 12 |  | 0.81 | 0.81 | 0.81 |  | 0.9 | 1.054 | 1.07 | 1.104
| 16065 | ENERGY STAR Rack Oven - Gas | Double Rack | ENERGY STAR Rack Oven - GasDouble Rack | CEF2-CI-FS-OFSG | CKEA-26 | FS-G-1004 | ENERGY STAR Rack Oven - Double - Gas |  | Food Service | Ovens | 3000 | Ovens | N/A | ConvecOven-RackOven-Fryer-ConveyorOven |  |  | 0.9 | 12 | N/A |  |  | #N/A | Cooking (%) | N/A |  |  |  | 100000 | 85000 | 30000 | 0.33 | 0.33 | 250 | 280 | 1200 | 1200 |  |  |  |  | 235 |  |  |  | 0.52 | 0 | 9999 | 0 | 99999 |  | Rack Oven, Gas, Double Rack | Gas |  | 12 |  | 0.81 | 0.81 | 0.81 | #N/A | 0.9 | 1.054 | 1.07 | 1.104
| 16066 | ENERGY STAR Rack Oven - Gas | Single Rack | ENERGY STAR Rack Oven - GasSingle Rack | CEF2-CI-FS-OFSG | CKEA-26 | FS-G-1003 | ENERGY STAR Rack Oven - Single - Gas |  | Food Service | Ovens | 3000 | Ovens | N/A | ConvecOven-RackOven-Fryer-ConveyorOven |  |  | 0.9 | 12 | N/A |  |  | #N/A | Cooking (%) | N/A |  |  |  | 50000 | 44000 | 25000 | 0.33 | 0.33 | 130 | 140 | 600 | 600 |  |  |  |  | 235 |  |  |  | 0.48 | 0 | 9999 | 0 | 99999 |  | Rack Oven, Gas, Single Rack | Gas |  | 12 |  | 0.81 | 0.81 | 0.81 | #N/A | 0.9 | 1.054 | 1.07 | 1.104
| 16067 | ENERGY STAR Standard Vat Fryer | Electric | ENERGY STAR Standard Vat FryerElectric | CEF2-CI-FS-OFSG | CKEA-17 | FS-E-1004 | ENERGY STAR Standard Vat Fryer - Electric |  | Food Service | Fryers | 600 | Fryers | N/A | ConvecOven-RackOven-Fryer-ConveyorOven |  |  | 0.9 | 12 | N/A |  |  | #N/A | Cooking (%) | N/A | 2.4 | 1.9 | 1 | 2.4 | 1.9 | 1 | 0.25 | 0.25 | 65 | 71 | 150 | 150 |  |  |  |  | 570 |  |  |  | 0.8 | 0 | 9999 | 0 | 99999 |  | Fryer, Electric, Standard | Electric |  | 12 |  | 0.81 | 0.81 | 0.81 | #N/A | 0.9 | 1.054 | 1.07 | 1.104
| 16068 | ENERGY STAR Steam Cooker | Electric | ENERGY STAR Steam CookerElectric | CEF2-CI-FS-OFSG | CKEA-33 | FS-E-1006 | ENERGY STAR Steam Cooker - Electric |  | Food Service | Pans | 150 | Steamers | No. of Pans | Steamer |  |  | 0.9 | 12 | ElecSteamer |  |  | #N/A | Cooking (%) | N/A | 1.5 | 1.5 | 0.167 | 1.5 | 1.5 |  | 0.25 | 0.25 | 11.7 | 14.7 | 100 | 100 |  |  |  |  | 105 |  |  |  | 0.5 | 0 | 9999 | 0 | 99999 |  | Steamer, Electric | Electric |  | 12 |  | 0.81 | 0.81 | 0.81 | #N/A | 0.9 | 1.054 | 1.07 | 1.104
| 16069 | ENERGY STAR Steam Cooker | Gas | ENERGY STAR Steam CookerGas | CEF2-CI-FS-OFSG | CKEA-34 | FS-G-1007 | ENERGY STAR Steam Cooker - Gas |  | Food Service | Pans | 150 | Steamers | No. of Pans | Steamer |  |  | 0.9 | 12 | GasSteamer |  |  | #N/A | Cooking (%) | N/A |  |  |  | 20000 | 9000 |  | 0.25 | 0.25 | 23.3 | 20.8 | 100 | 100 |  |  |  |  | 105 |  |  |  | 0.38 | 0 | 9999 | 0 | 99999 |  | Steamer, Gas | Gas |  | 12 |  | 0.81 | 0.81 | 0.81 | #N/A | 0.9 | 1.054 | 1.07 | 1.104
| 16070 | Pre Rinse Spray Valve | Electric Water Heating | Pre Rinse Spray ValveElectric Water Heating | CEF2-CI-WH-PRSV | CKEA-36 | FS-E-1047 | Pre Rinse Spray Valve - Electric Water Heating |  | Hot Water | Spray valves | 75 | Spray valves | Gallons per minute | SprayValve |  |  | 1 | 5 | N/A |  |  | #N/A | N/A | N/A | [21 empty] | 0 | 9999 | 0 | 99999 |  |  | Electric |  | 5 | 1.67 | 0.81 | 0.81 | 0.81 |  | 1 | 1.054 | 1.07 | 1.104
| 16071 | Pre Rinse Spray Valve | Gas Water Heating | Pre Rinse Spray ValveGas Water Heating | CEF2-CI-WH-PRSV | CKEA-37 | FS-G-1018 | Pre Rinse Spray Valve - Gas Water Heating |  | Hot Water | Spray valves | 100 | Spray valves | Gallons per minute | SprayValve |  |  | 1 | 5 | N/A |  |  | #N/A | N/A | N/A | [21 empty] | 0 | 9999 | 0 | 99999 |  |  | Natural Gas |  | 5 | 1.67 | 0.81 | 0.81 | 0.81 |  | 1 | 1.054 | 1.07 | 1.104
| Measure Number | Category | Sub-Category | Measure Lookup | Front End Measure Name | eTRM Measure Code | Utility Working Group ID | DNV Ref # | DNV Measure Name | Program | End Use | Incentive Unit | Current Incentive | Quantity Unit | Secondary Unit (Top) | Secondary Unit (Bottom) | CalcType | Measure Life (Years) | Secondary Unit (Top)2 | Secondary Unit (Bottom)2 | Efficiency Type | Baseline Efficiency | Energy Savings Factor | Heating Element Factor | eTrack Equipment Type | eTrack Fuel Type | EUL | RUL | ntgValue_2025 | ntgValue_2026 | ntgValue_2027 | PDF | CF | rr_kwh | rr_kw | rr_therms
| 17001 | Auto Milker Takeoff | Dairy Vacuum Pump | Auto Milker TakeoffDairy Vacuum Pump | Auto Milker Takeoff | CEF2-CI-AGR-AMT | MISC-30 | FS-E-1065 | Auto Milker Takeoff |  | Agriculture | Units | 100 | Units | Cows | N/A | AutoMilkerTakeoff | 10 | N/A | N/A | N/A | N/A | N/A | N/A |  |  | 10 |  | 0.95 | 0.95 | 0.95 |  | N/A | 1.054 | 1.07 | 1.104
| 17002 | Dairy Refrigeration Tune-Up | Pre-Cooler & VFD | Dairy Refrigeration Tune-UpPre-Cooler & VFD | Dairy Refrigeration Tune-Up | CEF2-CI-AGR-DRTU | MISC-45 | FS-E-1072 | Dairy Refrigeration Tune-Up |  | Agriculture | Units | 150 | Units | Cows | N/A | DairyTuneUp | 1 | N/A | N/A | N/A | N/A | N/A | N/A | Pre-cooler unit and VFD Pump are used |  | 1 |  | 0.95 | 0.95 | 0.95 |  | N/A | 1.054 | 1.07 | 1.104
| 17003 | Dairy Refrigeration Tune-Up | With Pre-Cooler | Dairy Refrigeration Tune-UpWith Pre-Cooler | Dairy Refrigeration Tune-Up | CEF2-CI-AGR-DRTU | MISC-45 | FS-E-1071 | Dairy Refrigeration Tune-Up |  | Agriculture | Units | 150 | Units | Cows | N/A | DairyTuneUp | 1 | N/A | N/A | N/A | N/A | N/A | N/A | No pre-cooler used in operation |  | 1 |  | 0.95 | 0.95 | 0.95 |  | N/A | 1.054 | 1.07 | 1.104
| 17004 | Dairy Refrigeration Tune-Up | Without Pre-Cooler | Dairy Refrigeration Tune-UpWithout Pre-Cooler | Dairy Refrigeration Tune-Up | CEF2-CI-AGR-DRTU | MISC-45 | FS-E-1071 | Dairy Refrigeration Tune-Up |  | Agriculture | Units | 150 | Units | Cows | N/A | DairyTuneUp | 1 | N/A | N/A | N/A | N/A | N/A | N/A | Pre-cooler used |  | 1 |  | 0.95 | 0.95 | 0.95 |  | N/A | 1.054 | 1.07 | 1.104
Agriculture | 17005 | Dairy Scroll Compressor | Standard Pre-Cooler | Dairy Scroll CompressorStandard Pre-Cooler | Dairy Scroll Compressor | CEF2-CI-AGR-DSC | MISC-31 | FS-E-1066 | Dairy Scroll Compressor |  | Agriculture | Compressors | 1000 | Compressors | Comp. Btu/hr | Farm Btu/hr | DairyCompressor | 4 | Cows | N/A | EER | 5.85 | N/A | N/A | Standard Pre-Cooler |  | 4 |  | 0.95 | 0.95 | 0.95 |  | 1 | 1.054 | 1.07 | 1.104
Category Dropdown | 17006 | Dairy Scroll Compressor | No Pre-Cooler | Dairy Scroll CompressorNo Pre-Cooler | Dairy Scroll Compressor | CEF2-CI-AGR-DSC | MISC-31 | FS-E-1066 | Dairy Scroll Compressor |  | Agriculture | Compressors | 1000 | Compressors | Comp. Btu/hr | Farm Btu/hr | DairyCompressor | 4 | Cows | N/A | EER | 5.85 | N/A | N/A | No Pre-Cooler |  | 4 |  | 0.95 | 0.95 | 0.95 |  | 1 | 1.054 | 1.07 | 1.104
Auto Milker Takeoff | 11124 | Dairy Scroll Compressor | Variable Speed Pre-Cooler | Dairy Scroll CompressorVariable Speed Pre-Cooler | Dairy Scroll Compressor | CEF2-CI-AGR-DSC | MISC-31 | FS-E-1066 | Dairy Scroll Compressor |  | Agriculture | Compressors | 1000 | Compressors | Comp. Btu/hr | Farm Btu/hr | DairyCompressor | 4 | Cows | N/A | EER | 5.85 | N/A | N/A | Variable Speed Pre-Cooler |  | 4 |  | 0.95 | 0.95 | 0.95 |  | 1 | 1.054 | 1.07 | 1.104
Dairy Refrigeration Tune-Up | 17007 | Engine Block Heater Timer | Existing Farm Equipment | Engine Block Heater TimerExisting Farm Equipment | Engine Block Heater Timer | CI-MISC-EBHT | MISC-46 | FS-E-1052 | Engine Block Heater Timer |  | Agriculture | Heaters | 25 | Heaters | N/A | N/A | EngineBlockTimer | 15 | N/A | N/A | N/A | N/A | N/A | N/A |  |  | 15 |  | 0.95 | 0.95 | 0.95 |  | N/A | 1.054 | 1.07 | 1.104
Dairy Scroll Compressor | 17008 | Heat Reclaimers with Pre-Cooler | Fully condensing RHR | Heat Reclaimers with Pre-CoolerFully condensing RHR | Heat Reclaimers | CI-AG-HR | MISC-35 | FS-E-1067 | Heat Reclaimers |  | Agriculture | Units | 2500 | Units | Cows | N/A | HeatReclaimer | 14 | N/A | N/A | N/A | N/A | 0.29 | 0.5 | System with precooler | Electric tank water heater | 14 |  | 0.95 | 0.95 | 0.95 | 0.00274 | 0.8 | 1.054 | 1.07 | 1.104
Dairy Scroll Compressor | 17009 | Heat Reclaimers with Pre-Cooler | Desuperheater RHR condenser | Heat Reclaimers with Pre-CoolerDesuperheater RHR condenser | Heat Reclaimers | CI-AG-HR | MISC-35 | FS-E-1067 | Heat Reclaimers |  | Agriculture | Units | 2500 | Units | Cows | N/A | HeatReclaimer | 14 | N/A | N/A | N/A | N/A | 0.29 | 1 | System with precooler | Electric tank water heater | 14 |  | 0.95 | 0.95 | 0.95 | 0.00274 | 0.8 | 1.054 | 1.07 | 1.104
Engine Block Heater Timer | 11125 | Heat Reclaimers with Pre-Cooler and VFD Pump | Fully condensing RHR | Heat Reclaimers with Pre-Cooler and VFD Pump Fully condensing RHR | Heat Reclaimers | CI-AG-HR | MISC-35 | FS-E-1067 | Heat Reclaimers |  | Agriculture | Units | 2500 | Units | Cows | N/A | HeatReclaimer | 14 | N/A | N/A | N/A | N/A | 0.29 | 0.5 | System with precooler | Electric tank water heater | 14 |  | 0.95 | 0.95 | 0.95 | 0.00274 | 0.8 | 1.054 | 1.07 | 1.104
Heat Reclaimers with Pre-Cooler | 11126 | Heat Reclaimers with Pre-Cooler and VFD Pump | Desuperheater RHR condenser | Heat Reclaimers with Pre-Cooler and VFD Pump Desuperheater RHR condenser | Heat Reclaimers | CI-AG-HR | MISC-35 | FS-E-1067 | Heat Reclaimers |  | Agriculture | Units | 2500 | Units | Cows | N/A | HeatReclaimer | 14 | N/A | N/A | N/A | N/A | 0.29 | 1 | System with precooler | Electric tank water heater | 14 |  | 0.95 | 0.95 | 0.95 | 0.00274 | 0.8 | 1.054 | 1.07 | 1.104
Heat Reclaimers with Pre-Cooler and VFD Pump | 17010 | Heat Reclaimers without Pre-Cooler | Fully condensing RHR | Heat Reclaimers without Pre-CoolerFully condensing RHR | Heat Reclaimers | CI-AG-HR | MISC-35 | FS-E-1067 | Heat Reclaimers |  | Agriculture | Units | 2500 | Units | Cows | N/A | HeatReclaimer | 14 | N/A | N/A | N/A | N/A | 0.38 | 0.5 | System without precooler | Electric tank water heater | 14 |  | 0.95 | 0.95 | 0.95 | 0.00274 | 0.8 | 1.054 | 1.07 | 1.104
Heat Reclaimers without Pre-Cooler | 17011 | Heat Reclaimers without Pre-Cooler | Desuperheater RHR condenser | Heat Reclaimers without Pre-CoolerDesuperheater RHR condenser | Heat Reclaimers | CI-AG-HR | MISC-35 | FS-E-1067 | Heat Reclaimers |  | Agriculture | Units | 2500 | Units | Cows | N/A | HeatReclaimer | 14 | N/A | N/A | N/A | N/A | 0.38 | 1 | System without precooler | Electric tank water heater | 14 |  | 0.95 | 0.95 | 0.95 | 0.00274 | 0.8 | 1.054 | 1.07 | 1.104
Livestock Waterer | 17012 | Livestock Waterer | Thermostatically Controlled | Livestock WatererThermostatically Controlled | Livestock Waterer | CI-AG-LW | MISC-42 | FS-E-1068 | Livestock Waterer |  | Agriculture | Units | 500 | Units | Rated Watts | N/A | LivestockWaterer | 3.3 | N/A | N/A | N/A | N/A | N/A | N/A |  |  | 3.3 |  | 0.95 | 0.95 | 0.95 |  | N/A | 1.054 | 1.07 | 1.104
VSD Control | 17015 | VSD Control | Dairy Vacuum Pump | VSD ControlDairy Vacuum Pump | Dairy Vac Pump VSD Controls | CEF2-CI-AGR-DPVFD | MISC-43 | FS-E-1069 | Dairy Vac Pump VSD Controls |  | Agriculture | Units | 2000 | Units | Motor HP | N/A | VSDControl | 15 | N/A | N/A | Motor Eff. | N/A | N/A | N/A |  |  | 15 | 5 | 0.95 | 0.95 | 0.95 |  | 0.4 | 1.054 | 1.07 | 1.104
| Measure Number | Category | Sub-Category | Measure Lookup | Front End Measure Name | eTRM Measure Code | Utility Working Group ID | DNV Ref # | DNV Measure Name | End Use | Incentive Unit | Current Incentive | Quantity Unit | CalcType | Measure Life (Years) | Secondary Quantity Type | Energy Savings | Demand Savings | Minimum | Maximum | eTrack Equipment Type | EUL | ntgValue_2025 | ntgValue_2026 | ntgValue_2027 | CF | PDF | rr_kwh | rr_kw | rr_therms
| 18001 | Advanced Power Strip | Tier 1 | Advanced Power StripTier 1 | Advanced Power Strip Tier 1 | CEF2-CI-PL-SS | MISC-20 | FS-E-1053 | Advanced Power Strip Tier 1 | Plug Loads | Power Strips | 25 | Units | APS1 | 5 | N/A |  |  | 0 | 99999 | Unspecified | 5 | 0.9 | 0.9 | 0.9 | N/A | 0 | 1.054 | 1.07 | 1.104
| 18002 | Advanced Power Strip | Tier 2 | Advanced Power StripTier 2 | Advanced Power Strip Tier 2 | CEF2-CI-PL-SS | MISC-21 | FS-E-1054 | Advanced Power Strip Tier 2 | Plug Loads | Power Strips | 50 | Units | APS1 | 5 | N/A |  |  | 0 | 99999 | Unspecified | 5 | 0.9 | 0.9 | 0.9 | N/A | 0 | 1.054 | 1.07 | 1.104
| 18003 | Computers - C&I | Desktop | Computers - C&IDesktop | Computers - C&I | CEF2-CI-PL-OFEQ | MISC-26 | FS-E-1061 | Computers - C&I | Plug Loads | Desktops | 25 | Desktops | Laptop | 4 | N/A | 124 | 0.0161 | 0 | 99999 | Computer (Desktop) | 4 | 0.24 | 0.24 | 0.24 | N/A | 0 | 1.054 | 1.07 | 1.104
| 18004 | Computers - C&I | Laptop | Computers - C&ILaptop | Computers - C&I | CEF2-CI-PL-OFEQ | MISC-26 | FS-E-1061 | Computers - C&I | Plug Loads | Laptops | 25 | Laptops | Laptop | 4 | N/A | 37 | 0.003 | 0 | 99999 | Computer (Laptop) | 4 | 0.24 | 0.24 | 0.24 | N/A | 0 | 1.054 | 1.07 | 1.104
Plug Load | 18005 | ENERGY STAR Beverage Vending Machine - Class A | Any | ENERGY STAR Beverage Vending Machine - Class AAny | ENERGY STAR Beverage Vending Machine - Class A | CEF2-CI-PL-RBVM | CKEA-35 | FS-E-1055 | ENERGY STAR Beverage Vending Machine - Class A | Plug Loads | Machines | 150 | Volume in ft3 | ESBevVM | 14 | kWh/day |  |  | 0 | 99999 | Class A | 14 | 0.81 | 0.81 | 0.81 | N/A | 0 | 1.054 | 1.07 | 1.104
Category Dropdown | 18006 | Glass Front Refrigerated Cooler Control | Any | Glass Front Refrigerated Cooler ControlAny | Glass Front Refrigerated Cooler Control | CEF2-CI-PL-VMC | MISC-24 | FS-E-1046 | Glass Front Refrigerated Cooler Control | Plug Loads | Controllers | 150 | Controllers | GlassDoorVMC | 5 | Annual Facility Closed Hours |  |  | 0 | 99999 | Glass front refrigerated coolers | 5 | 0.77 | 0.77 | 0.77 | N/A | 0 | 1.054 | 1.07 | 1.104
Advanced Power Strip | 18007 | Imaging - C&I | Laser | Imaging - C&ILaser | Imaging - C&I | CEF2-CI-PL-OFEQ | MISC-28 | FS-E-1063 | Imaging - C&I | Plug Loads | Units | 25 | Units | Laptop | 5 | Images/Min | 6 | 0.0008 | 0 | 99999 | Printer (Ink Jet) | 5 | 0.24 | 0.24 | 0.24 | N/A | 0 | 1.054 | 1.07 | 1.104
Computers - C&I | 18008 | Imaging - C&I | Monochrome | Imaging - C&IMonochrome | Imaging - C&I | CEF2-CI-PL-OFEQ | MISC-28 | FS-E-1063 | Imaging - C&I | Plug Loads | Units | 25 | Units | Laptop | 5 | Images/Min | 6 | 0.0008 | 0 | 99999 | Printer (Ink Jet) | 5 | 0.24 | 0.24 | 0.24 | N/A | 0 | 1.054 | 1.07 | 1.104
ENERGY STAR Beverage Vending Machine - Class A | 18009 | Imaging - C&I | Ink Jet | Imaging - C&IInk Jet | Imaging - C&I | CEF2-CI-PL-OFEQ | MISC-28 | FS-E-1063 | Imaging - C&I | Plug Loads | Units | 25 | Units | Laptop | 5 | Images/Min | 6 | 0.0008 | 0 | 99999 | Printer (Ink Jet) | 5 | 0.24 | 0.24 | 0.24 | N/A | 0 | 1.054 | 1.07 | 1.104
Glass Front Refrigerated Cooler Control | 18010 | Monitors - C&I | <12 inches | Monitors - C&I<12 inches | Monitors - C&I | CEF2-CI-PL-OFEQ | MISC-25 | FS-E-1060 | Monitors - C&I | Plug Loads | Monitors | 25 | Monitors | Laptop | 4 | N/A | 8 | 0.0032 | 0 | 99999 | Monitor | 4 | 0.24 | 0.24 | 0.24 | N/A | 0 | 1.054 | 1.07 | 1.104
Imaging - C&I | 18011 | Monitors - C&I | 12.0 - 16.9 inches | Monitors - C&I12.0 - 16.9 inches | Monitors - C&I | CEF2-CI-PL-OFEQ | MISC-25 | FS-E-1060 | Monitors - C&I | Plug Loads | Monitors | 25 | Monitors | Laptop | 4 | N/A | 8 | 0.0032 | 0 | 99999 | Monitor | 4 | 0.24 | 0.24 | 0.24 | N/A | 0 | 1.054 | 1.07 | 1.104
Monitors - C&I | 18012 | Monitors - C&I | 17.0 - 22.9 inches | Monitors - C&I17.0 - 22.9 inches | Monitors - C&I | CEF2-CI-PL-OFEQ | MISC-25 | FS-E-1060 | Monitors - C&I | Plug Loads | Monitors | 25 | Monitors | Laptop | 4 | N/A | 8 | 0.0032 | 0 | 99999 | Monitor | 4 | 0.24 | 0.24 | 0.24 | N/A | 0 | 1.054 | 1.07 | 1.104
Network Power Management | 18013 | Monitors - C&I | 23.0 - 24.9 inches | Monitors - C&I23.0 - 24.9 inches | Monitors - C&I | CEF2-CI-PL-OFEQ | MISC-25 | FS-E-1060 | Monitors - C&I | Plug Loads | Monitors | 25 | Monitors | Laptop | 4 | N/A | 8 | 0.0032 | 0 | 99999 | Monitor | 4 | 0.24 | 0.24 | 0.24 | N/A | 0 | 1.054 | 1.07 | 1.104
Uninterruptible Power Supply (UPS) | 18014 | Monitors - C&I | 25.0 - 60.9 inches | Monitors - C&I25.0 - 60.9 inches | Monitors - C&I | CEF2-CI-PL-OFEQ | MISC-25 | FS-E-1060 | Monitors - C&I | Plug Loads | Monitors | 25 | Monitors | Laptop | 4 | N/A | 8 | 0.0032 | 0 | 99999 | Monitor | 4 | 0.24 | 0.24 | 0.24 | N/A | 0 | 1.054 | 1.07 | 1.104
Vending Machine Control | 18015 | Network Power Management | Desktop | Network Power ManagementDesktop | Small Network PC Controller | CEF2-CI-PL-NPM | MISC-29 | FS-E-1064 | Small Network PC Controller | Plug Loads | PC controlled | 35 | Controlled Desktops | NPM | 5 | N/A | 392 | 0.0527 | 0 | 99999 | Workstation - Desktop Computer with Monitor | 5 | 1 | 1 | 1 | N/A | 0 | 1.054 | 1.07 | 1.104
| 18019 | Network Power Management | Laptop | Network Power ManagementLaptop | Small Network PC Controller | CEF2-CI-PL-NPM | MISC-29 | FS-E-1064 | Small Network PC Controller | Plug Loads | PC controlled | 35 | Controlled Laptops | NPM | 5 | N/A | 237 | 0.0319 | 0 | 99999 | Workstation - Laptop Computer with Monitor | 5 | 1 | 1 | 1 | N/A | 0 | 1.054 | 1.07 | 1.104
| 18016 | Uninterruptible Power Supply (UPS) | Any | Uninterruptible Power Supply (UPS)Any | Uninterruptible Power Supply (UPS) | CEF2-CI-PL-UIPS | MISC-27 | FS-E-1062 | Uninterruptible Power Supply (UPS) | Plug Loads | kVA | 75 | Units | UPS | 10 | kW | 204 |  | 0 | 99999 |  | 10 | 0.24 | 0.24 | 0.24 | 1 | 0 | 1.054 | 1.07 | 1.104
| 18017 | Vending Machine Control | Non-Refrigerated | Vending Machine ControlNon-Refrigerated | Vending Machine Control - Non-Refrigerated | CEF2-CI-PL-VMC | MISC-22 | FS-E-1044 | Vending Machine Control - Non-Refrigerated | Plug Loads | Controllers | 150 | Controllers | NonRefrigeratedVMC | 5 | Annual Facility Closed Hours |  |  | 0 | 99999 | Non-refrigerated snack vending machine | 5 | 0.77 | 0.77 | 0.77 | N/A | 0 | 1.054 | 1.07 | 1.104
| 18018 | Vending Machine Control | Refrigerated | Vending Machine ControlRefrigerated | Vending Machine Control - Refrigerated | CEF2-CI-PL-VMC | MISC-23 | FS-E-1045 | Vending Machine Control - Refrigerated | Plug Loads | Controllers | 300 | Controllers | RefrigeratedVMC | 5 | Annual Facility Closed Hours |  |  | 0 | 99999 | Refrigerated beverage vending machine | 5 | 0.77 | 0.77 | 0.77 | N/A | 0 | 1.054 | 1.07 | 1.104
Sort table by Category A-Z
| Measure Number | Category | Sub-Category | Measure Lookup | eTRM Measure Code | Utility Working Group ID | DNV Ref # | DNV Measure Name | Program | End Use | Incentive Unit | Current Incentive | Quantity Unit | Secondary Unit | Fuel Type | Etrack Equipment type2 | etrack Building Type | Measure Life (Years) | etrack Post Control | Minimum Value | Max Value | Calc Type | CF | L/kWh_base | L/kWh_ee | EFLH_c | TRM Operation Hours | EUL | RUL | ntgValue_2025 | ntgValue_2026 | ntgValue_2027 | PDF | rr_kwh | rr_kw | rr_therms
| 19001 | Clothes Dryer - Tier 1 (with Moisture Sensor) | Electric | Clothes Dryer - Tier 1 (with Moisture Sensor)Electric | CEF2-CI-APL-CD | MISC-51 | FS-E-1075 | Clothes Dryer (with Moisture Sensor) - Tier 1 - Electric |  | Residential Appliances in Commercial Settings | Dryers | 100 | Dryers | N/A |  |  | Laundromat | 12 | Tier 1 | 0 | 999999 | CDE | 0.029 |  |  |  | 1158 | 12 |  | 0.58 | 0.58 | 0.58 | 0.00274 | 1.054 | 1.07 | 1.104
| 19002 | Clothes Dryer - Tier 1 (with Moisture Sensor) | Gas | Clothes Dryer - Tier 1 (with Moisture Sensor)Gas | CEF2-CI-APL-CD | MISC-53 | FS-G-1030 | Clothes Dryer (with Moisture Sensor) - Tier 1 - Gas |  | Residential Appliances in Commercial Settings | Dryers | 100 | Dryers | N/A |  |  |  | 12 | Tier 1 | 0 | 999999 | CDG | 0.029 |  |  |  | 1158 | 12 |  | 0.58 | 0.58 | 0.58 | 0.00274 | 1.054 | 1.07 | 1.104
| 19003 | Clothes Dryer - Tier 2 | Electric | Clothes Dryer - Tier 2Electric | CEF2-CI-APL-CD | MISC-52 | FS-E-1076 | Clothes Dryer - Tier 2 - Electric |  | Residential Appliances in Commercial Settings | Dryers | 500 | Dryers | N/A |  |  | Laundromat | 12 | Tier 2 | 0 | 999999 | CDE | 0.029 |  |  |  | 1158 | 12 |  | 0.58 | 0.58 | 0.58 | 0.00274 | 1.054 | 1.07 | 1.104
| 19004 | Clothes Dryer - Tier 2 | Gas | Clothes Dryer - Tier 2Gas | CEF2-CI-APL-CD | MISC-54 | FS-G-1031 | Clothes Dryer - Tier 2 - Gas |  | Residential Appliances in Commercial Settings | Dryers | 500 | Dryers | N/A |  |  |  | 12 | Tier 2 | 0 | 999999 | CDG | 0.029 |  |  |  | 1158 | 12 |  | 0.58 | 0.58 | 0.58 | 0.00274 | 1.054 | 1.07 | 1.104
Residential Appliances | 19041 | Clothes Dryer Modulating Valve | Gas | Clothes Dryer Modulating ValveGas | CEF2-CI-APL-CDMV |  |  |  |  | Residential Appliances in Commercial Settings | Valves | 500 | Valves | N/A |  |  | #N/A | 10 |  | 0 | 999999 | Gasvalve | [5 empty] | 10 |  | 1 | 1 | 1 | #N/A | 1.054 | 1.07 | 1.104
Category Dropdown | 19005 | Clothes Washer - Tier 1 | Electric | Clothes Washer - Tier 1Electric | CEF2-RES-APL-CW | MISC-47 | FS-E-1072 | Clothes Washer Tier 1 - Electric |  | Residential Appliances in Commercial Settings | Washers | 100 | Washers | ft3 | Electric |  | Laundromats | 7 | CEE Tier 1 | 0.01 | 999999 | CW | 0.029 | 0 | 1 |  | 295 | 7 |  | 0.51 | 0.51 | 0.51 | 0.00274 | 1 | 1 | 1
Clothes Dryer - Tier 1 (with Moisture Sensor) | 19006 | Clothes Washer - Tier 1 | Gas | Clothes Washer - Tier 1Gas | CEF2-RES-APL-CW | MISC-49 | FS-G-1025 | Clothes Washer Tier 1 - Gas |  | Residential Appliances in Commercial Settings | Washers | 100 | Washers | ft3 | Fossil Fuel |  | Laundromats | 7 | CEE Tier 1 | 0.01 | 999999 | CW | 0.029 | 0 | 1 |  | 295 | 7 |  | 0.51 | 0.51 | 0.51 | 0.00274 | 1 | 1 | 1
Clothes Dryer - Tier 2 | 19007 | Clothes Washer - Tier 2 | Electric | Clothes Washer - Tier 2Electric | CEF2-RES-APL-CW | MISC-48 | FS-E-1073 | Clothes Washer Tier 2 - Electric |  | Residential Appliances in Commercial Settings | Washers | 150 | Washers | ft3 | Electric |  | Laundromats | 7 | CEE Tier 2 | 0.01 | 999999 | CW | 0.029 | 1 | 0 |  | 295 | 7 |  | 0.51 | 0.51 | 0.51 | 0.00274 | 1 | 1 | 1
Clothes Dryer Modulating Valve | 19008 | Clothes Washer - Tier 2 | Gas | Clothes Washer - Tier 2Gas | CEF2-RES-APL-CW | MISC-50 | FS-G-1026 | Clothes Washer Tier 2 - Gas |  | Residential Appliances in Commercial Settings | Washers | 150 | Washers | ft3 | Fossil Fuel |  | Laundromats | 7 | CEE Tier 2 | 0.01 | 999999 | CW | 0.029 | 1 | 0 |  | 295 | 7 |  | 0.51 | 0.51 | 0.51 | 0.00274 | 1 | 1 | 1
Clothes Washer - Tier 1 | 19009 | Dehumidifier | 0 - 25 Pints/Day | Dehumidifier0 - 25 Pints/Day | CEF2-CI-APL-DHR | MISC-59 | FS-E-1081 | Dehumidifier - Electric |  | Residential Appliances in Commercial Settings | Dehumidifiers | 50 | Dehumidifiers | Pints/Day |  |  |  | 12 |  | 0 | 25 | Dehum | 0.405 | 1.3 | 1.57 |  | 1632 | 12 | 4 | 0.49 | 0.49 | 0.49 |  | 1.054 | 1.07 | 1.104
Clothes Washer - Tier 2 | 19010 | Dehumidifier | 25 - 50 Pints/Day | Dehumidifier25 - 50 Pints/Day | CEF2-CI-APL-DHR | MISC-59 | FS-E-1081 | Dehumidifier - Electric |  | Residential Appliances in Commercial Settings | Dehumidifiers | 50 | Dehumidifiers | Pints/Day |  |  |  | 12 |  | 25.01 | 50 | Dehum | 0.405 | 1.6 | 1.8 |  | 1632 | 12 | 4 | 0.49 | 0.49 | 0.49 |  | 1.054 | 1.07 | 1.104
Dehumidifier | 19011 | Dehumidifier | ≥50.01 Pints/Day | Dehumidifier≥50.01 Pints/Day | CEF2-CI-APL-DHR | MISC-59 | FS-E-1081 | Dehumidifier - Electric |  | Residential Appliances in Commercial Settings | Dehumidifiers | 50 | Dehumidifiers | Pints/Day |  |  |  | 12 |  | 50.01 | 999999 | Dehum | 0.405 | 2.8 | 3.3 |  | 1632 | 12 | 4 | 0.49 | 0.49 | 0.49 |  | 1.054 | 1.07 | 1.104
Freezer | 19013 | Freezer | Electric | FreezerElectric | CEF2-RES-APL-FRZ | MISC-58 | FS-E-1080 | Freezer - Electric |  | Residential Appliances in Commercial Settings | Freezers | 100 | Freezers | N/A |  |  |  | 12 |  | 0 | 999999 | Freezer | 1 |  |  |  |  | 12 | 4 | 0.81 | 0.81 | 0.81 |  | 1.054 | 1.07 | 1.104
Refrigerator - Tier 1 | 19014 | Refrigerator - Tier 1 | Electric | Refrigerator - Tier 1Electric | CEF2-RES-APL-REFR | MISC-56 | FS-E-1077 | Refrigerators Tier 1 - Electric |  | Residential Appliances in Commercial Settings | Refrigerators | 100 | Refrigerators | N/A |  |  |  | 12 |  | 0 | 999999 | Ref | 1 |  |  |  |  | 12 | 4 | 0.81 | 0.81 | 0.81 |  | 1.054 | 1.07 | 1.104
Refrigerator - Tier 2 | 19015 | Refrigerator - Tier 2 | Electric | Refrigerator - Tier 2Electric | CEF2-RES-APL-REFR | MISC-57 | FS-E-1078 | Refrigerators Tier 2 - Electric |  | Residential Appliances in Commercial Settings | Refrigerators | 125 | Refrigerators | N/A |  |  |  | 12 |  | 0 | 999999 | Ref | 1 |  |  |  |  | 12 | 4 | 0.81 | 0.81 | 0.81 |  | 1.054 | 1.07 | 1.104
Room Air Conditioner w/ Louvered Sides | 19016 | Room Air Conditioner w/ Louvered Sides | w/o Reverse Cycle | Room Air Conditioner w/ Louvered Sidesw/o Reverse Cycle | CEF2-CI-APL-RAC | MISC-60 | FS-E-1082 | Room Air Conditioner - Electric |  | Residential Appliances in Commercial Settings | Air Conditioners | 50 | Air Conditioners | BTU/hr |  | With Louvered Sides | #N/A | 9 |  | 0.01 | 999999 | RAC | 0.31 |  |  | Missing Project Inputs |  | 9 | 3 | 0.54 | 0.54 | 0.54 |  | 1.054 | 1.07 | 1.104
Room Air Conditioner w/o Louvered Sides | 19017 | Room Air Conditioner w/ Louvered Sides | w/ Reverse Cycle | Room Air Conditioner w/ Louvered Sidesw/ Reverse Cycle | CEF2-CI-APL-RAC | MISC-60 | FS-E-1082 | Room Air Conditioner - Electric |  | Residential Appliances in Commercial Settings | Air Conditioners | 50 | Air Conditioners | BTU/hr |  | With Louvered Sides | #N/A | 9 |  | 0.01 | 999999 | RAC | 0.31 |  |  | Missing Project Inputs |  | 9 | 3 | 0.54 | 0.54 | 0.54 |  | 1.054 | 1.07 | 1.104
Water Cooler | 19018 | Room Air Conditioner w/ Louvered Sides | Casement Only | Room Air Conditioner w/ Louvered SidesCasement Only | CEF2-CI-APL-RAC | MISC-60 | FS-E-1082 | Room Air Conditioner - Electric |  | Residential Appliances in Commercial Settings | Air Conditioners | 50 | Air Conditioners | BTU/hr |  | With Louvered Sides | #N/A | 9 |  | 0.01 | 999999 | RAC | 0.31 |  |  | Missing Project Inputs |  | 9 | 3 | 0.54 | 0.54 | 0.54 |  | 1.054 | 1.07 | 1.104
| 19019 | Room Air Conditioner w/ Louvered Sides | Casement Slider | Room Air Conditioner w/ Louvered SidesCasement Slider | CEF2-CI-APL-RAC | MISC-60 | FS-E-1082 | Room Air Conditioner - Electric |  | Residential Appliances in Commercial Settings | Air Conditioners | 50 | Air Conditioners | BTU/hr |  | With Louvered Sides | #N/A | 9 |  | 0.01 | 999999 | RAC | 0.31 |  |  | Missing Project Inputs |  | 9 | 3 | 0.54 | 0.54 | 0.54 |  | 1.054 | 1.07 | 1.104
| 19020 | Room Air Conditioner w/o Louvered Sides | w/o Reverse Cycle | Room Air Conditioner w/o Louvered Sidesw/o Reverse Cycle | CEF2-CI-APL-RAC | MISC-60 | FS-E-1082 | Room Air Conditioner - Electric |  | Residential Appliances in Commercial Settings | Air Conditioners | 50 | Air Conditioners | BTU/hr |  | Without Louvered Sides | #N/A | 9 |  | 0.01 | 999999 | RAC | 0.31 |  |  | Missing Project Inputs |  | 9 | 3 | 0.54 | 0.54 | 0.54 |  | 1.054 | 1.07 | 1.104
| 19021 | Room Air Conditioner w/o Louvered Sides | w/ Reverse Cycle | Room Air Conditioner w/o Louvered Sidesw/ Reverse Cycle | CEF2-CI-APL-RAC | MISC-60 | FS-E-1082 | Room Air Conditioner - Electric |  | Residential Appliances in Commercial Settings | Air Conditioners | 50 | Air Conditioners | BTU/hr |  | Without Louvered Sides | #N/A | 9 |  | 0.01 | 999999 | RAC | 0.31 |  |  | Missing Project Inputs |  | 9 | 3 | 0.54 | 0.54 | 0.54 |  | 1.054 | 1.07 | 1.104
| 19022 | Room Air Conditioner w/o Louvered Sides | Casement Only | Room Air Conditioner w/o Louvered SidesCasement Only | CEF2-CI-APL-RAC | MISC-60 | FS-E-1082 | Room Air Conditioner - Electric |  | Residential Appliances in Commercial Settings | Air Conditioners | 50 | Air Conditioners | BTU/hr |  | Without Louvered Sides | #N/A | 9 |  | 0.01 | 999999 | RAC | 0.31 |  |  | Missing Project Inputs |  | 9 | 3 | 0.54 | 0.54 | 0.54 |  | 1.054 | 1.07 | 1.104
| 19023 | Room Air Conditioner w/o Louvered Sides | Casement Slider | Room Air Conditioner w/o Louvered SidesCasement Slider | CEF2-CI-APL-RAC | MISC-60 | FS-E-1082 | Room Air Conditioner - Electric |  | Residential Appliances in Commercial Settings | Air Conditioners | 50 | Air Conditioners | BTU/hr |  | Without Louvered Sides | #N/A | 9 |  | 0.01 | 999999 | RAC | 0.31 |  |  | Missing Project Inputs |  | 9 | 3 | 0.54 | 0.54 | 0.54 |  | 1.054 | 1.07 | 1.104
| 19037 | Water Cooler | Cold Only | Water CoolerCold Only | CEF2-CI-APL-WC | MISC-61 | FS-E-1083 | Water Cooler - Electric |  | Residential Appliances in Commercial Settings | Water Coolers | 30 | Water Coolers | N/A |  |  |  | 10 |  | 0 | 999999 | WC | 1 |  |  |  | 8760 | 10 |  | 0.52 | 0.52 | 0.52 |  | 1.054 | 1.07 | 1.104
| 19038 | Water Cooler | Hot & Cold Storage - Low Capacity | Water CoolerHot & Cold Storage - Low Capacity | CEF2-CI-APL-WC | MISC-61 | FS-E-1083 | Water Cooler - Electric |  | Residential Appliances in Commercial Settings | Water Coolers | 30 | Water Coolers | N/A |  |  |  | 10 |  | 0 | 999999 | WC | 1 |  |  |  | 8760 | 10 |  | 0.52 | 0.52 | 0.52 |  | 1.054 | 1.07 | 1.104
| 11127 | Water Cooler | Hot & Cold Storage - High Capacity | Water CoolerHot & Cold Storage - High Capacity | CEF2-CI-APL-WC | MISC-61 | FS-E-1083 | Water Cooler - Electric |  | Residential Appliances in Commercial Settings | Water Coolers | 30 | Water Coolers | N/A |  |  |  | 10 |  | 0 | 999999 | WC | 1 |  |  |  | 8760 | 10 |  | 0.52 | 0.52 | 0.52 |  | 1.054 | 1.07 | 1.104
| 19039 | Water Cooler | Hot & Cold On-Demand | Water CoolerHot & Cold On-Demand | CEF2-CI-APL-WC | MISC-61 | FS-E-1083 | Water Cooler - Electric |  | Residential Appliances in Commercial Settings | Water Coolers | 30 | Water Coolers | N/A |  |  |  | 10 |  | 0 | 999999 | WC | 1 |  |  |  | 8760 | 10 |  | 0.52 | 0.52 | 0.52 |  | 1.054 | 1.07 | 1.104
Sort table by Category A-Z
| Measure Number | Category | Sub-Category | Measure Lookup | Front End Measure Name | eTRM Measure Code | DNV Measure Name | End Use | Incentive Unit | Current Incentive | Quantity Unit | Fuel Type | Measure Life (Years) | Efficient Definition | Baseline Definition | etrack Post Control | Reporting Methodology | etrack Equipment Type | Calc Type | CF | Cycles | Hours | TRMBuildlingType | Secondary Quantity Type | EUL | ntgValue_2025 | ntgValue_2026 | ntgValue_2027 | PDF | rr_kwh | rr_kw | rr_therms
| 20002 | Commercial Clothes Washer - Tier 1 | Electric - Laundromat | Commercial Clothes Washer - Tier 1Electric - Laundromat | Commercial Clothes Washer - Tier 1Electric - Laundromat | CEF2-CI-APL-CWC | Commercial Clothes Washer - Tier 1 - Electric | Miscellaneous | Washers | 200 | Washers | Electric | 7 |  |  | Tier 1 |  |  | CW | 0.029 | 2190 | 265 | Laundromats | NA | 7 | 0.51 | 0.51 | 0.51 | #N/A | 1.054 | 1.07 | 1.104
Miscellaneous | 20003 | Commercial Clothes Washer - Tier 1 | Gas - Laundromat | Commercial Clothes Washer - Tier 1Gas - Laundromat | Commercial Clothes Washer - Tier 1Gas - Laundromat | CEF2-CI-APL-CWC | Commercial Clothes Washer - Tier 1 - Gas | Miscellaneous | Washers | 200 | Washers | Natural Gas | 7 |  |  | Tier 1 |  |  | CW | 0.029 | 2190 | 265 | Laundromats | NA | 7 | 0.51 | 0.51 | 0.51 | #N/A | 1.054 | 1.07 | 1.104
Category Dropdown | 20006 | Commercial Clothes Washer - Tier 2 | Electric - Laundromat | Commercial Clothes Washer - Tier 2Electric - Laundromat | Commercial Clothes Washer - Tier 2Electric - Laundromat | CEF2-CI-APL-CWC | Commercial Clothes Washer - Tier 2 - Electric | Miscellaneous | Washers | 350 | Washers | Electric | 7 |  |  | Tier 2 |  |  | CW | 0.029 | 2190 | 265 | Laundromats | NA | 7 | 0.51 | 0.51 | 0.51 | #N/A | 1.054 | 1.07 | 1.104
Commercial Clothes Washer - Tier 1 | 20007 | Commercial Clothes Washer - Tier 2 | Gas - Laundromat | Commercial Clothes Washer - Tier 2Gas - Laundromat | Commercial Clothes Washer - Tier 2Gas - Laundromat | CEF2-CI-APL-CWC | Commercial Clothes Washer - Tier 2 - Gas | Miscellaneous | Washers | 350 | Washers | Natural Gas | 7 |  |  | Tier 2 |  |  | CW | 0.029 | 2190 | 265 | Laundromats | NA | 7 | 0.51 | 0.51 | 0.51 | #N/A | 1.054 | 1.07 | 1.104
Commercial Clothes Washer - Tier 2 | 20037 | Prescriptive/Custom Chillers - Electric | Air Cooled | Prescriptive/Custom Chillers - ElectricAir Cooled | Prescriptive/Custom Chillers - ElectricAir Cooled | CEF2-CI-HVAC-ECHLR |  | Miscellaneous | Custom | 0.33 | Chillers | Electric | 23 | [5 empty] | Custom | 0 |  |  | #N/A | NA | 23 | 0.88 | 0.88 | 0.88 | #N/A | 1.054 | 1.07 | 1.104
Prescriptive/Custom Chillers - Electric | 20038 | Prescriptive/Custom Chillers - Electric | Water Cooled Positive Displacement | Prescriptive/Custom Chillers - ElectricWater Cooled Positive Displacement | Prescriptive/Custom Chillers - ElectricWater Cooled Positive Displacement | CEF2-CI-HVAC-ECHLR |  | Miscellaneous | Custom | 0.33 | Chillers | Electric | 23 | [5 empty] | Custom | 0 |  |  | #N/A | NA | 23 | 0.88 | 0.88 | 0.88 | #N/A | 1.054 | 1.07 | 1.104
Prescriptive/Custom Combination Boiler | 20039 | Prescriptive/Custom Chillers - Electric | Water Cooled Centrifugal | Prescriptive/Custom Chillers - ElectricWater Cooled Centrifugal | Prescriptive/Custom Chillers - ElectricWater Cooled Centrifugal | CEF2-CI-HVAC-ECHLR |  | Miscellaneous | Custom | 0.33 | Chillers | Electric | 23 | [5 empty] | Custom | 0 |  |  | #N/A | NA | 23 | 0.88 | 0.88 | 0.88 | #N/A | 1.054 | 1.07 | 1.104
Prescriptive/Custom Defrost Controls | 15017 | Prescriptive/Custom Defrost Controls | Cooler | Prescriptive/Custom Defrost ControlsCooler | Prescriptive/Custom Defrost ControlsCooler | CEF2-CI-REFR-DFCTRL |  | Miscellaneous | Custom | 0.33 | Units |  | 10 | [5 empty] | Custom | 1 |  |  |  | NA | 10 | 1 | 1 | 1 | 0 | 1.054 | 1.07 | 1.104
Prescriptive/Custom Demand Controlled Kitchen Ventilation | 12354 | Prescriptive/Custom Defrost Controls | Freezer | Prescriptive/Custom Defrost ControlsFreezer | Prescriptive/Custom Defrost ControlsFreezer | CEF2-CI-REFR-DFCTRL |  | Miscellaneous | Custom | 0.33 | Units |  | 10 | [5 empty] | Custom | 1 |  |  |  | NA | 10 | 1 | 1 | 1 | 0 | 1.054 | 1.07 | 1.104
Prescriptive/Custom Elevator Modernization | 16106 | Prescriptive/Custom Demand Controlled Kitchen Ventilation | Conditioned Space | Prescriptive/Custom Demand Controlled Kitchen VentilationConditioned Space | Prescriptive/Custom Demand Controlled Kitchen VentilationConditioned Space | CEF2-CI-HVAC-DCKV |  | Miscellaneous | Custom | 0.33 | Units |  | 15 | [5 empty] | Custom | 1 |  |  |  | NA | 15 | 0.81 | 0.81 | 0.81 | #N/A | 1.054 | 1.07 | 1.104
Prescriptive/Custom High Speed Rollup Door - Refrigerated Warehouse | 16107 | Prescriptive/Custom Demand Controlled Kitchen Ventilation | Kitchen is Not Heated | Prescriptive/Custom Demand Controlled Kitchen VentilationKitchen is Not Heated | Prescriptive/Custom Demand Controlled Kitchen VentilationKitchen is Not Heated | CEF2-CI-HVAC-DCKV |  | Miscellaneous | Custom | 0.33 | Units |  | 15 | [5 empty] | Custom | 1 |  |  |  | NA | 15 | 0.81 | 0.81 | 0.81 | #N/A | 1.054 | 1.07 | 1.104
Prescriptive/Custom Low Flow Aerators | 16108 | Prescriptive/Custom Demand Controlled Kitchen Ventilation | Kitchen is Heated | Prescriptive/Custom Demand Controlled Kitchen VentilationKitchen is Heated | Prescriptive/Custom Demand Controlled Kitchen VentilationKitchen is Heated | CEF2-CI-HVAC-DCKV |  | Miscellaneous | Custom | 0.33 | Units |  | 15 | [5 empty] | Custom | 1 |  |  |  | NA | 15 | 0.81 | 0.81 | 0.81 | #N/A | 1.054 | 1.07 | 1.104
Prescriptive/Custom Low Flow Showerheads | 12355 | Prescriptive/Custom Duct Sealing and Duct Insulation | Split systems - air conditioners | Prescriptive/Custom Duct Sealing and Duct InsulationSplit systems - air conditioners | Prescriptive/Custom Duct Sealing and Duct InsulationSplit systems - air conditioners | CEF2-RES-HVAC-DSDI |  | Miscellaneous | Custom | 0.33 | Units |  | 15 | [5 empty] | Custom | 0.69 |  |  |  | NA | 15 | 0.99 | 0.99 | 0.99 | 0 | 1.054 | 1.07 | 1.104
Prescriptive/Custom Low Pressure Irrigation | 12356 | Prescriptive/Custom Duct Sealing and Duct Insulation | Split systems - heat pumps | Prescriptive/Custom Duct Sealing and Duct InsulationSplit systems - heat pumps | Prescriptive/Custom Duct Sealing and Duct InsulationSplit systems - heat pumps | CEF2-RES-HVAC-DSDI |  | Miscellaneous | Custom | 0.33 | Units |  | 15 | [5 empty] | Custom | 0.69 |  |  |  | NA | 15 | 0.99 | 0.99 | 0.99 | 0 | 1.054 | 1.07 | 1.104
Prescriptive/Custom Make-Up Air Unit | 12357 | Prescriptive/Custom Duct Sealing and Duct Insulation | Single package units - air conditioners | Prescriptive/Custom Duct Sealing and Duct InsulationSingle package units - air conditioners | Prescriptive/Custom Duct Sealing and Duct InsulationSingle package units - air conditioners | CEF2-RES-HVAC-DSDI |  | Miscellaneous | Custom | 0.33 | Units |  | 15 | [5 empty] | Custom | 0.69 |  |  |  | NA | 15 | 0.99 | 0.99 | 0.99 | 0 | 1.054 | 1.07 | 1.104
Prescriptive/Custom Microprocessor Based Controls | 12358 | Prescriptive/Custom Duct Sealing and Duct Insulation | Single package units - heat pumps | Prescriptive/Custom Duct Sealing and Duct InsulationSingle package units - heat pumps | Prescriptive/Custom Duct Sealing and Duct InsulationSingle package units - heat pumps | CEF2-RES-HVAC-DSDI |  | Miscellaneous | Custom | 0.33 | Units |  | 15 | [5 empty] | Custom | 0.69 |  |  |  | NA | 15 | 0.99 | 0.99 | 0.99 | 0 | 1.054 | 1.07 | 1.104
Prescriptive/Custom Pipe Insulation - Fiber Glass | 12359 | Prescriptive/Custom Duct Sealing and Duct Insulation | Non-weatherized gas furnaces | Prescriptive/Custom Duct Sealing and Duct InsulationNon-weatherized gas furnaces | Prescriptive/Custom Duct Sealing and Duct InsulationNon-weatherized gas furnaces | CEF2-RES-HVAC-DSDI |  | Miscellaneous | Custom | 0.33 | Units |  | 15 | [5 empty] | Custom | 0.69 |  |  |  | NA | 15 | 0.99 | 0.99 | 0.99 | 0 | 1.054 | 1.07 | 1.104
Prescriptive/Custom Pipe Insulation - Rigid Foam / Cellular Glass | 12360 | Prescriptive/Custom Duct Sealing and Duct Insulation | Weatherized gas furnaces | Prescriptive/Custom Duct Sealing and Duct InsulationWeatherized gas furnaces | Prescriptive/Custom Duct Sealing and Duct InsulationWeatherized gas furnaces | CEF2-RES-HVAC-DSDI |  | Miscellaneous | Custom | 0.33 | Units |  | 15 | [5 empty] | Custom | 0.69 |  |  |  | NA | 15 | 0.99 | 0.99 | 0.99 | 0 | 1.054 | 1.07 | 1.104
Prescriptive/Custom Switched Reluctance Motors | 18023 | Prescriptive/Custom Electric Vehicle Charger | Any | Prescriptive/Custom Electric Vehicle ChargerAny | Prescriptive/Custom Electric Vehicle ChargerAny | CEF2-RES-PL-EVC |  | Miscellaneous | Custom | 0.33 | Units |  | 10 | [5 empty] | Custom | 0.75 |  |  |  | NA | 10 | 0.9 | 0.9 | 0.9 | 0 | 1.054 | 1.07 | 1.104
Prescriptive/Custom VSD Air Compressor | 11300 | Prescriptive/Custom Elevator Modernization | M-G set | Prescriptive/Custom Elevator ModernizationM-G set | Prescriptive/Custom Elevator ModernizationM-G set | CEF2-CI-MD-ELMDN |  | Miscellaneous | Custom | 0.33 | Units |  | 15 | [5 empty] | Custom | 0 |  |  |  | NA | 15 | 1 | 1 | 1 | 0 | 1.054 | 1.07 | 1.104
| 11301 | Prescriptive/Custom Elevator Modernization | SCR drive | Prescriptive/Custom Elevator ModernizationSCR drive | Prescriptive/Custom Elevator ModernizationSCR drive | CEF2-CI-MD-ELMDN |  | Miscellaneous | Custom | 0.33 | Units |  | 15 | [5 empty] | Custom | 0 |  |  |  | NA | 15 | 1 | 1 | 1 | 0 | 1.054 | 1.07 | 1.104
| 11302 | Prescriptive/Custom Elevator Modernization | PWM drive | Prescriptive/Custom Elevator ModernizationPWM drive | Prescriptive/Custom Elevator ModernizationPWM drive | CEF2-CI-MD-ELMDN |  | Miscellaneous | Custom | 0.33 | Units |  | 15 | [5 empty] | Custom | 0 |  |  |  | NA | 15 | 1 | 1 | 1 | 0 | 1.054 | 1.07 | 1.104
| 15055 | Prescriptive/Custom High Speed Rollup Door - Refrigerated Warehouse | Cooler | Prescriptive/Custom High Speed Rollup Door - Refrigerated WarehouseCooler | Prescriptive/Custom High Speed Rollup Door - Refrigerated WarehouseCooler | CEF2-CI-REFR-HSRDRW |  | Miscellaneous | Custom | 0.33 | Units |  | 16 | [5 empty] | Custom | 1 |  |  |  | NA | 16 | 1 | 1 | 1 | 0 | 1.054 | 1.07 | 1.104
| 15056 | Prescriptive/Custom High Speed Rollup Door - Refrigerated Warehouse | Freezer | Prescriptive/Custom High Speed Rollup Door - Refrigerated WarehouseFreezer | Prescriptive/Custom High Speed Rollup Door - Refrigerated WarehouseFreezer | CEF2-CI-REFR-HSRDRW |  | Miscellaneous | Custom | 0.33 | Units |  | 16 | [5 empty] | Custom | 1 |  |  |  | NA | 16 | 1 | 1 | 1 | 0 | 1.054 | 1.07 | 1.104
| 20021 | Prescriptive/Custom Low Flow Aerators | Kitchen | Prescriptive/Custom Low Flow AeratorsKitchen | Prescriptive/Custom Low Flow AeratorsKitchen | CEF2-CI-WH-FAS |  | Miscellaneous | Custom | 0.33 | Units |  | 10 | [5 empty] | Custom | 0.0128 |  |  |  | NA | 10 | 1 | 1 | 1 | #N/A | 1.054 | 1.07 | 1.104
| 20022 | Prescriptive/Custom Low Flow Aerators | Public Restroom | Prescriptive/Custom Low Flow AeratorsPublic Restroom | Prescriptive/Custom Low Flow AeratorsPublic Restroom | CEF2-CI-WH-FAS |  | Miscellaneous | Custom | 0.33 | Units |  | 10 | [5 empty] | Custom | 0.0128 |  |  |  | NA | 10 | 1 | 1 | 1 | #N/A | 1.054 | 1.07 | 1.104
| 20023 | Prescriptive/Custom Low Flow Aerators | Private Restroom | Prescriptive/Custom Low Flow AeratorsPrivate Restroom | Prescriptive/Custom Low Flow AeratorsPrivate Restroom | CEF2-CI-WH-FAS |  | Miscellaneous | Custom | 0.33 | Units |  | 10 | [5 empty] | Custom | 0.0128 |  |  |  | NA | 10 | 1 | 1 | 1 | #N/A | 1.054 | 1.07 | 1.104
| 20025 | Prescriptive/Custom Low Flow Showerheads | Any | Prescriptive/Custom Low Flow ShowerheadsAny | Prescriptive/Custom Low Flow ShowerheadsAny | CEF2-CI-WH-FAS |  | Miscellaneous | Custom | 0.33 | Units |  | 10 | [5 empty] | Custom | 0.0278 |  |  |  | NA | 10 | 1 | 1 | 1 | #N/A | 1.054 | 1.07 | 1.104
| 17013 | Prescriptive/Custom Low Pressure Irrigation | 4 Pole (1800 RPM) Enclosed | Prescriptive/Custom Low Pressure Irrigation4 Pole (1800 RPM) Enclosed | Prescriptive/Custom Low Pressure Irrigation4 Pole (1800 RPM) Enclosed |  |  | Miscellaneous | Custom | 0.33 | Units |  | 5 | [5 empty] | Custom | 0 |  |  |  | NA | 5 | 0.95 | 0.95 | 0.95 | 0 | 1.054 | 1.07 | 1.104
| 17014 | Prescriptive/Custom Low Pressure Irrigation | 4 Pole (1800 RPM) Open | Prescriptive/Custom Low Pressure Irrigation4 Pole (1800 RPM) Open | Prescriptive/Custom Low Pressure Irrigation4 Pole (1800 RPM) Open |  |  | Miscellaneous | Custom | 0.33 | Units |  | 5 | [5 empty] | Custom | 0 |  |  |  | NA | 5 | 0.95 | 0.95 | 0.95 | 0 | 1.054 | 1.07 | 1.104
| 17019 | Prescriptive/Custom Low Pressure Irrigation | 6 Pole (1200 RPM) Enclosed | Prescriptive/Custom Low Pressure Irrigation6 Pole (1200 RPM) Enclosed | Prescriptive/Custom Low Pressure Irrigation6 Pole (1200 RPM) Enclosed |  |  | Miscellaneous | Custom | 0.33 | Units |  | 5 | [5 empty] | Custom | 0 |  |  |  | NA | 5 | 0.95 | 0.95 | 0.95 | 0 | 1.054 | 1.07 | 1.104
| 17020 | Prescriptive/Custom Low Pressure Irrigation | 6 Pole (1200 RPM) Open | Prescriptive/Custom Low Pressure Irrigation6 Pole (1200 RPM) Open | Prescriptive/Custom Low Pressure Irrigation6 Pole (1200 RPM) Open |  |  | Miscellaneous | Custom | 0.33 | Units |  | 5 | [5 empty] | Custom | 0 |  |  |  | NA | 5 | 0.95 | 0.95 | 0.95 | 0 | 1.054 | 1.07 | 1.104
| 17021 | Prescriptive/Custom Low Pressure Irrigation | 8 Pole (900 RPM) Enclosed | Prescriptive/Custom Low Pressure Irrigation8 Pole (900 RPM) Enclosed | Prescriptive/Custom Low Pressure Irrigation8 Pole (900 RPM) Enclosed |  |  | Miscellaneous | Custom | 0.33 | Units |  | 5 | [5 empty] | Custom | 0 |  |  |  | NA | 5 | 0.95 | 0.95 | 0.95 | 0 | 1.054 | 1.07 | 1.104
| 17022 | Prescriptive/Custom Low Pressure Irrigation | 8 Pole (900 RPM) Open | Prescriptive/Custom Low Pressure Irrigation8 Pole (900 RPM) Open | Prescriptive/Custom Low Pressure Irrigation8 Pole (900 RPM) Open |  |  | Miscellaneous | Custom | 0.33 | Units |  | 5 | [5 empty] | Custom | 0 |  |  |  | NA | 5 | 0.95 | 0.95 | 0.95 | 0 | 1.054 | 1.07 | 1.104
| 12361 | Prescriptive/Custom Make-Up Air Unit | Gas Fired <225 Nonweatherized | Prescriptive/Custom Make-Up Air UnitGas Fired <225 Nonweatherized | Prescriptive/Custom Make-Up Air UnitGas Fired <225 Nonweatherized | CEF2-CI-HVAC-MUAU |  | Miscellaneous | Custom | 0.33 | Units |  | 15 | [5 empty] | Custom | 1 |  |  |  | NA | 15 | 0.64 | 0.64 | 0.64 | #N/A | 1.054 | 1.07 | 1.104
| 12105 | Prescriptive/Custom Make-Up Air Unit | Gas Fired <225 Weatherized | Prescriptive/Custom Make-Up Air UnitGas Fired <225 Weatherized | Prescriptive/Custom Make-Up Air UnitGas Fired <225 Weatherized | CEF2-CI-HVAC-MUAU |  | Miscellaneous | Custom | 0.33 | Units |  | 15 | [5 empty] | Custom | 1 |  |  |  | NA | 15 | 0.64 | 0.64 | 0.64 | #N/A | 1.054 | 1.07 | 1.104
| 12106 | Prescriptive/Custom Make-Up Air Unit | Gas Fired ≥ 225 | Prescriptive/Custom Make-Up Air UnitGas Fired ≥ 225 | Prescriptive/Custom Make-Up Air UnitGas Fired ≥ 225 | CEF2-CI-HVAC-MUAU |  | Miscellaneous | Custom | 0.33 | Units |  | 15 | [5 empty] | Custom | 1 |  |  |  | NA | 15 | 0.64 | 0.64 | 0.64 | #N/A | 1.054 | 1.07 | 1.104
| 12062 | Prescriptive/Custom Microprocessor Based Controls | Propane | Prescriptive/Custom Microprocessor Based ControlsPropane | Prescriptive/Custom Microprocessor Based ControlsPropane | CEF2-CI-PL-FUE |  | Miscellaneous | Custom | 0.33 | Units |  | 15 | [5 empty] | Custom | 0 |  |  |  | NA | 15 | 1 | 1 | 1 | 0 | 1.054 | 1.07 | 1.104
| 20026 | Prescriptive/Custom Pipe Insulation - Fiber Glass | 0.5 in. Diameter Bare Steel Piping | Prescriptive/Custom Pipe Insulation - Fiber Glass0.5 in. Diameter Bare Steel Piping | Prescriptive/Custom Pipe Insulation - Fiber Glass0.5 in. Diameter Bare Steel Piping | CEF2-CI-WH-PIC |  | Miscellaneous | Custom | 3.75 | Linear Ft | Unknown WH | 11 | Bare Steel Piping | 0.5 in. Diameter | 0.5 inches | Fiber Glass | Fiberglass | PI | 1 |  | 4282 | #N/A | Insulation (in.) | 11 | 1 | 1 | 1 | #N/A | 1.054 | 1.07 | 1.104
| 20027 | Prescriptive/Custom Pipe Insulation - Fiber Glass | 0.75 in. Diameter Bare Steel Piping | Prescriptive/Custom Pipe Insulation - Fiber Glass0.75 in. Diameter Bare Steel Piping | Prescriptive/Custom Pipe Insulation - Fiber Glass0.75 in. Diameter Bare Steel Piping | CEF2-CI-WH-PIC |  | Miscellaneous | Custom | 3.75 | Linear Ft | Unknown WH | 11 | Bare Steel Piping | 0.75 in. Diameter | 0.75 inches | Fiber Glass | Fiberglass | PI | 1 |  | 4282 | #N/A | Insulation (in.) | 11 | 1 | 1 | 1 | #N/A | 1.054 | 1.07 | 1.104
| 20028 | Prescriptive/Custom Pipe Insulation - Fiber Glass | 1 in. Diameter Bare Steel Piping | Prescriptive/Custom Pipe Insulation - Fiber Glass1 in. Diameter Bare Steel Piping | Prescriptive/Custom Pipe Insulation - Fiber Glass1 in. Diameter Bare Steel Piping | CEF2-CI-WH-PIC |  | Miscellaneous | Custom | 3.75 | Linear Ft | Unknown WH | 11 | Bare Steel Piping | 1 in. Diameter | 1 inches | Fiber Glass | Fiberglass | PI | 1 |  | 4282 | #N/A | Insulation (in.) | 11 | 1 | 1 | 1 | #N/A | 1.054 | 1.07 | 1.104
| 20029 | Prescriptive/Custom Pipe Insulation - Fiber Glass | 1.25 in. Diameter Bare Steel Piping | Prescriptive/Custom Pipe Insulation - Fiber Glass1.25 in. Diameter Bare Steel Piping | Prescriptive/Custom Pipe Insulation - Fiber Glass1.25 in. Diameter Bare Steel Piping | CEF2-CI-WH-PIC |  | Miscellaneous | Custom | 3.75 | Linear Ft | Unknown WH | 11 | Bare Steel Piping | 1.25 in. Diameter | 1.25 inches | Fiber Glass | Fiberglass | PI | 1 |  | 4282 | #N/A | Insulation (in.) | 11 | 1 | 1 | 1 | #N/A | 1.054 | 1.07 | 1.104
| 20030 | Prescriptive/Custom Pipe Insulation - Fiber Glass | 1.5 in. Diameter Bare Steel Piping | Prescriptive/Custom Pipe Insulation - Fiber Glass1.5 in. Diameter Bare Steel Piping | Prescriptive/Custom Pipe Insulation - Fiber Glass1.5 in. Diameter Bare Steel Piping | CEF2-CI-WH-PIC |  | Miscellaneous | Custom | 3.75 | Linear Ft | Unknown WH | 11 | Bare Steel Piping | 1.5 in. Diameter | 1.5 inches | Fiber Glass | Fiberglass | PI | 1 |  | 4282 | #N/A | Insulation (in.) | 11 | 1 | 1 | 1 | #N/A | 1.054 | 1.07 | 1.104
| 20031 | Prescriptive/Custom Pipe Insulation - Fiber Glass | 2 in. Diameter Bare Steel Piping | Prescriptive/Custom Pipe Insulation - Fiber Glass2 in. Diameter Bare Steel Piping | Prescriptive/Custom Pipe Insulation - Fiber Glass2 in. Diameter Bare Steel Piping | CEF2-CI-WH-PIC |  | Miscellaneous | Custom | 3.75 | Linear Ft | Unknown WH | 11 | Bare Steel Piping | 2 in. Diameter | 2 inches | Fiber Glass | Fiberglass | PI | 1 |  | 4282 | #N/A | Insulation (in.) | 11 | 1 | 1 | 1 | #N/A | 1.054 | 1.07 | 1.104
| 20032 | Prescriptive/Custom Pipe Insulation - Fiber Glass | 2.5 in. Diameter Bare Steel Piping | Prescriptive/Custom Pipe Insulation - Fiber Glass2.5 in. Diameter Bare Steel Piping | Prescriptive/Custom Pipe Insulation - Fiber Glass2.5 in. Diameter Bare Steel Piping | CEF2-CI-WH-PIC |  | Miscellaneous | Custom | 3.75 | Linear Ft | Unknown WH | 11 | Bare Steel Piping | 2.5 in. Diameter | 2.5 inches | Fiber Glass | Fiberglass | PI | 1 |  | 4282 | #N/A | Insulation (in.) | 11 | 1 | 1 | 1 | #N/A | 1.054 | 1.07 | 1.104
| 20033 | Prescriptive/Custom Pipe Insulation - Fiber Glass | 3 in. Diameter Bare Steel Piping | Prescriptive/Custom Pipe Insulation - Fiber Glass3 in. Diameter Bare Steel Piping | Prescriptive/Custom Pipe Insulation - Fiber Glass3 in. Diameter Bare Steel Piping | CEF2-CI-WH-PIC |  | Miscellaneous | Custom | 3.75 | Linear Ft | Unknown WH | 11 | Bare Steel Piping | 3 in. Diameter | 3 inches | Fiber Glass | Fiberglass | PI | 1 |  | 4282 | #N/A | Insulation (in.) | 11 | 1 | 1 | 1 | #N/A | 1.054 | 1.07 | 1.104
| 20034 | Prescriptive/Custom Pipe Insulation - Fiber Glass | 3.5 in. Diameter Bare Steel Piping | Prescriptive/Custom Pipe Insulation - Fiber Glass3.5 in. Diameter Bare Steel Piping | Prescriptive/Custom Pipe Insulation - Fiber Glass3.5 in. Diameter Bare Steel Piping | CEF2-CI-WH-PIC |  | Miscellaneous | Custom | 3.75 | Linear Ft | Unknown WH | 11 | Bare Steel Piping | 3.5 in. Diameter | 3.5 inches | Fiber Glass | Fiberglass | PI | 1 |  | 4282 | #N/A | Insulation (in.) | 11 | 1 | 1 | 1 | #N/A | 1.054 | 1.07 | 1.104
| 20035 | Prescriptive/Custom Pipe Insulation - Fiber Glass | 4 in. Diameter Bare Steel Piping | Prescriptive/Custom Pipe Insulation - Fiber Glass4 in. Diameter Bare Steel Piping | Prescriptive/Custom Pipe Insulation - Fiber Glass4 in. Diameter Bare Steel Piping | CEF2-CI-WH-PIC |  | Miscellaneous | Custom | 3.75 | Linear Ft | Unknown WH | 11 | Bare Steel Piping | 4 in. Diameter | 4 inches | Fiber Glass | Fiberglass | PI | 1 |  | 4282 | #N/A | Insulation (in.) | 11 | 1 | 1 | 1 | #N/A | 1.054 | 1.07 | 1.104
| 20040 | Prescriptive/Custom Pipe Insulation - Fiber Glass | 5 in. Diameter Bare Steel Piping | Prescriptive/Custom Pipe Insulation - Fiber Glass5 in. Diameter Bare Steel Piping | Prescriptive/Custom Pipe Insulation - Fiber Glass5 in. Diameter Bare Steel Piping | CEF2-CI-WH-PIC |  | Miscellaneous | Custom | 3.75 | Linear Ft | Unknown WH | 11 | Bare Steel Piping | 5 in. Diameter | 5 inches | Fiber Glass | Fiberglass | PI | 1 |  | 4282 | #N/A | Insulation (in.) | 11 | 1 | 1 | 1 | #N/A | 1.054 | 1.07 | 1.104
| 20041 | Prescriptive/Custom Pipe Insulation - Fiber Glass | 6 in. Diameter Bare Steel Piping | Prescriptive/Custom Pipe Insulation - Fiber Glass6 in. Diameter Bare Steel Piping | Prescriptive/Custom Pipe Insulation - Fiber Glass6 in. Diameter Bare Steel Piping | CEF2-CI-WH-PIC |  | Miscellaneous | Custom | 3.75 | Linear Ft | Unknown WH | 11 | Bare Steel Piping | 6 in. Diameter | 6 inches | Fiber Glass | Fiberglass | PI | 1 |  | 4282 | #N/A | Insulation (in.) | 11 | 1 | 1 | 1 | #N/A | 1.054 | 1.07 | 1.104
| 20042 | Prescriptive/Custom Pipe Insulation - Fiber Glass | 7 in. Diameter Bare Steel Piping | Prescriptive/Custom Pipe Insulation - Fiber Glass7 in. Diameter Bare Steel Piping | Prescriptive/Custom Pipe Insulation - Fiber Glass7 in. Diameter Bare Steel Piping | CEF2-CI-WH-PIC |  | Miscellaneous | Custom | 3.75 | Linear Ft | Unknown WH | 11 | Bare Steel Piping | 7 in. Diameter | 7 inches | Fiber Glass | Fiberglass | PI | 1 |  | 4282 | #N/A | Insulation (in.) | 11 | 1 | 1 | 1 | #N/A | 1.054 | 1.07 | 1.104
| 20043 | Prescriptive/Custom Pipe Insulation - Fiber Glass | 8 in. Diameter Bare Steel Piping | Prescriptive/Custom Pipe Insulation - Fiber Glass8 in. Diameter Bare Steel Piping | Prescriptive/Custom Pipe Insulation - Fiber Glass8 in. Diameter Bare Steel Piping | CEF2-CI-WH-PIC |  | Miscellaneous | Custom | 3.75 | Linear Ft | Unknown WH | 11 | Bare Steel Piping | 8 in. Diameter | 8 inches | Fiber Glass | Fiberglass | PI | 1 |  | 4282 | #N/A | Insulation (in.) | 11 | 1 | 1 | 1 | #N/A | 1.054 | 1.07 | 1.104
| 20044 | Prescriptive/Custom Pipe Insulation - Fiber Glass | 0.5 in. Diameter Copper Piping | Prescriptive/Custom Pipe Insulation - Fiber Glass0.5 in. Diameter Copper Piping | Prescriptive/Custom Pipe Insulation - Fiber Glass0.5 in. Diameter Copper Piping | CEF2-CI-WH-PIC |  | Miscellaneous | Custom | 3.75 | Linear Ft | Unknown WH | 11 | Copper Piping | 0.5 in. Diameter | 0.5 inches | Fiber Glass | Fiberglass | PI | 1 |  | 4282 | #N/A | Insulation (in.) | 11 | 1 | 1 | 1 | #N/A | 1.054 | 1.07 | 1.104
| 20045 | Prescriptive/Custom Pipe Insulation - Fiber Glass | 0.75 in. Diameter Copper Piping | Prescriptive/Custom Pipe Insulation - Fiber Glass0.75 in. Diameter Copper Piping | Prescriptive/Custom Pipe Insulation - Fiber Glass0.75 in. Diameter Copper Piping | CEF2-CI-WH-PIC |  | Miscellaneous | Custom | 3.75 | Linear Ft | Unknown WH | 11 | Copper Piping | 0.75 in. Diameter | 0.75 inches | Fiber Glass | Fiberglass | PI | 1 |  | 4282 | #N/A | Insulation (in.) | 11 | 1 | 1 | 1 | #N/A | 1.054 | 1.07 | 1.104
| 20046 | Prescriptive/Custom Pipe Insulation - Fiber Glass | 1 in. Diameter Copper Piping | Prescriptive/Custom Pipe Insulation - Fiber Glass1 in. Diameter Copper Piping | Prescriptive/Custom Pipe Insulation - Fiber Glass1 in. Diameter Copper Piping | CEF2-CI-WH-PIC |  | Miscellaneous | Custom | 3.75 | Linear Ft | Unknown WH | 11 | Copper Piping | 1 in. Diameter | 1 inches | Fiber Glass | Fiberglass | PI | 1 |  | 4282 | #N/A | Insulation (in.) | 11 | 1 | 1 | 1 | #N/A | 1.054 | 1.07 | 1.104
| 20047 | Prescriptive/Custom Pipe Insulation - Fiber Glass | 1.25 in. Diameter Copper Piping | Prescriptive/Custom Pipe Insulation - Fiber Glass1.25 in. Diameter Copper Piping | Prescriptive/Custom Pipe Insulation - Fiber Glass1.25 in. Diameter Copper Piping | CEF2-CI-WH-PIC |  | Miscellaneous | Custom | 3.75 | Linear Ft | Unknown WH | 11 | Copper Piping | 1.25 in. Diameter | 1.25 inches | Fiber Glass | Fiberglass | PI | 1 |  | 4282 | #N/A | Insulation (in.) | 11 | 1 | 1 | 1 | #N/A | 1.054 | 1.07 | 1.104
| 20048 | Prescriptive/Custom Pipe Insulation - Fiber Glass | 1.5 in. Diameter Copper Piping | Prescriptive/Custom Pipe Insulation - Fiber Glass1.5 in. Diameter Copper Piping | Prescriptive/Custom Pipe Insulation - Fiber Glass1.5 in. Diameter Copper Piping | CEF2-CI-WH-PIC |  | Miscellaneous | Custom | 3.75 | Linear Ft | Unknown WH | 11 | Copper Piping | 1.5 in. Diameter | 1.5 inches | Fiber Glass | Fiberglass | PI | 1 |  | 4282 | #N/A | Insulation (in.) | 11 | 1 | 1 | 1 | #N/A | 1.054 | 1.07 | 1.104
| 20049 | Prescriptive/Custom Pipe Insulation - Fiber Glass | 2 in. Diameter Copper Piping | Prescriptive/Custom Pipe Insulation - Fiber Glass2 in. Diameter Copper Piping | Prescriptive/Custom Pipe Insulation - Fiber Glass2 in. Diameter Copper Piping | CEF2-CI-WH-PIC |  | Miscellaneous | Custom | 3.75 | Linear Ft | Unknown WH | 11 | Copper Piping | 2 in. Diameter | 2 inches | Fiber Glass | Fiberglass | PI | 1 |  | 4282 | #N/A | Insulation (in.) | 11 | 1 | 1 | 1 | #N/A | 1.054 | 1.07 | 1.104
| 20050 | Prescriptive/Custom Pipe Insulation - Fiber Glass | 2.5 in. Diameter Copper Piping | Prescriptive/Custom Pipe Insulation - Fiber Glass2.5 in. Diameter Copper Piping | Prescriptive/Custom Pipe Insulation - Fiber Glass2.5 in. Diameter Copper Piping | CEF2-CI-WH-PIC |  | Miscellaneous | Custom | 3.75 | Linear Ft | Unknown WH | 11 | Copper Piping | 2.5 in. Diameter | 2.5 inches | Fiber Glass | Fiberglass | PI | 1 |  | 4282 | #N/A | Insulation (in.) | 11 | 1 | 1 | 1 | #N/A | 1.054 | 1.07 | 1.104
| 20051 | Prescriptive/Custom Pipe Insulation - Fiber Glass | 3 in. Diameter Copper Piping | Prescriptive/Custom Pipe Insulation - Fiber Glass3 in. Diameter Copper Piping | Prescriptive/Custom Pipe Insulation - Fiber Glass3 in. Diameter Copper Piping | CEF2-CI-WH-PIC |  | Miscellaneous | Custom | 3.75 | Linear Ft | Unknown WH | 11 | Copper Piping | 3 in. Diameter | 3 inches | Fiber Glass | Fiberglass | PI | 1 |  | 4282 | #N/A | Insulation (in.) | 11 | 1 | 1 | 1 | #N/A | 1.054 | 1.07 | 1.104
| 20052 | Prescriptive/Custom Pipe Insulation - Fiber Glass | 3.5 in. Diameter Copper Piping | Prescriptive/Custom Pipe Insulation - Fiber Glass3.5 in. Diameter Copper Piping | Prescriptive/Custom Pipe Insulation - Fiber Glass3.5 in. Diameter Copper Piping | CEF2-CI-WH-PIC |  | Miscellaneous | Custom | 3.75 | Linear Ft | Unknown WH | 11 | Copper Piping | 3.5 in. Diameter | 3.5 inches | Fiber Glass | Fiberglass | PI | 1 |  | 4282 | #N/A | Insulation (in.) | 11 | 1 | 1 | 1 | #N/A | 1.054 | 1.07 | 1.104
| 20053 | Prescriptive/Custom Pipe Insulation - Fiber Glass | 4 in. Diameter Copper Piping | Prescriptive/Custom Pipe Insulation - Fiber Glass4 in. Diameter Copper Piping | Prescriptive/Custom Pipe Insulation - Fiber Glass4 in. Diameter Copper Piping | CEF2-CI-WH-PIC |  | Miscellaneous | Custom | 3.75 | Linear Ft | Unknown WH | 11 | Copper Piping | 4 in. Diameter | 4 inches | Fiber Glass | Fiberglass | PI | 1 |  | 4282 | #N/A | Insulation (in.) | 11 | 1 | 1 | 1 | #N/A | 1.054 | 1.07 | 1.104
| 20054 | Prescriptive/Custom Pipe Insulation - Fiber Glass | 5 in. Diameter Copper Piping | Prescriptive/Custom Pipe Insulation - Fiber Glass5 in. Diameter Copper Piping | Prescriptive/Custom Pipe Insulation - Fiber Glass5 in. Diameter Copper Piping | CEF2-CI-WH-PIC |  | Miscellaneous | Custom | 3.75 | Linear Ft | Unknown WH | 11 | Copper Piping | 5 in. Diameter | 5 inches | Fiber Glass | Fiberglass | PI | 1 |  | 4282 | #N/A | Insulation (in.) | 11 | 1 | 1 | 1 | #N/A | 1.054 | 1.07 | 1.104
| 20055 | Prescriptive/Custom Pipe Insulation - Fiber Glass | 6 in. Diameter Copper Piping | Prescriptive/Custom Pipe Insulation - Fiber Glass6 in. Diameter Copper Piping | Prescriptive/Custom Pipe Insulation - Fiber Glass6 in. Diameter Copper Piping | CEF2-CI-WH-PIC |  | Miscellaneous | Custom | 3.75 | Linear Ft | Unknown WH | 11 | Copper Piping | 6 in. Diameter | 6 inches | Fiber Glass | Fiberglass | PI | 1 |  | 4282 | #N/A | Insulation (in.) | 11 | 1 | 1 | 1 | #N/A | 1.054 | 1.07 | 1.104
| 20056 | Prescriptive/Custom Pipe Insulation - Fiber Glass | 7 in. Diameter Copper Piping | Prescriptive/Custom Pipe Insulation - Fiber Glass7 in. Diameter Copper Piping | Prescriptive/Custom Pipe Insulation - Fiber Glass7 in. Diameter Copper Piping | CEF2-CI-WH-PIC |  | Miscellaneous | Custom | 3.75 | Linear Ft | Unknown WH | 11 | Copper Piping | 7 in. Diameter | 7 inches | Fiber Glass | Fiberglass | PI | 1 |  | 4282 | #N/A | Insulation (in.) | 11 | 1 | 1 | 1 | #N/A | 1.054 | 1.07 | 1.104
| 20057 | Prescriptive/Custom Pipe Insulation - Fiber Glass | 8 in. Diameter Copper Piping | Prescriptive/Custom Pipe Insulation - Fiber Glass8 in. Diameter Copper Piping | Prescriptive/Custom Pipe Insulation - Fiber Glass8 in. Diameter Copper Piping | CEF2-CI-WH-PIC |  | Miscellaneous | Custom | 3.75 | Linear Ft | Unknown WH | 11 | Copper Piping | 8 in. Diameter | 8 inches | Fiber Glass | Fiberglass | PI | 1 |  | 4282 | #N/A | Insulation (in.) | 11 | 1 | 1 | 1 | #N/A | 1.054 | 1.07 | 1.104
| 20058 | Prescriptive/Custom Pipe Insulation - Fiber Glass | 0.5 in. Diameter CPVC/PEX Piping | Prescriptive/Custom Pipe Insulation - Fiber Glass0.5 in. Diameter CPVC/PEX Piping | Prescriptive/Custom Pipe Insulation - Fiber Glass0.5 in. Diameter CPVC/PEX Piping | CEF2-CI-WH-PIC |  | Miscellaneous | Custom | 3.75 | Linear Ft | Unknown WH | 11 | CPVC/PEX Piping | 0.5 in. Diameter | 0.5 inches | Fiber Glass | Fiberglass | PI | 1 |  | 4282 | #N/A | Insulation (in.) | 11 | 1 | 1 | 1 | #N/A | 1.054 | 1.07 | 1.104
| 20059 | Prescriptive/Custom Pipe Insulation - Fiber Glass | 0.75 in. Diameter CPVC/PEX Piping | Prescriptive/Custom Pipe Insulation - Fiber Glass0.75 in. Diameter CPVC/PEX Piping | Prescriptive/Custom Pipe Insulation - Fiber Glass0.75 in. Diameter CPVC/PEX Piping | CEF2-CI-WH-PIC |  | Miscellaneous | Custom | 3.75 | Linear Ft | Unknown WH | 11 | CPVC/PEX Piping | 0.75 in. Diameter | 0.75 inches | Fiber Glass | Fiberglass | PI | 1 |  | 4282 | #N/A | Insulation (in.) | 11 | 1 | 1 | 1 | #N/A | 1.054 | 1.07 | 1.104
| 20060 | Prescriptive/Custom Pipe Insulation - Fiber Glass | 1 in. Diameter CPVC/PEX Piping | Prescriptive/Custom Pipe Insulation - Fiber Glass1 in. Diameter CPVC/PEX Piping | Prescriptive/Custom Pipe Insulation - Fiber Glass1 in. Diameter CPVC/PEX Piping | CEF2-CI-WH-PIC |  | Miscellaneous | Custom | 3.75 | Linear Ft | Unknown WH | 11 | CPVC/PEX Piping | 1 in. Diameter | 1 inches | Fiber Glass | Fiberglass | PI | 1 |  | 4282 | #N/A | Insulation (in.) | 11 | 1 | 1 | 1 | #N/A | 1.054 | 1.07 | 1.104
| 20061 | Prescriptive/Custom Pipe Insulation - Fiber Glass | 1.25 in. Diameter CPVC/PEX Piping | Prescriptive/Custom Pipe Insulation - Fiber Glass1.25 in. Diameter CPVC/PEX Piping | Prescriptive/Custom Pipe Insulation - Fiber Glass1.25 in. Diameter CPVC/PEX Piping | CEF2-CI-WH-PIC |  | Miscellaneous | Custom | 3.75 | Linear Ft | Unknown WH | 11 | CPVC/PEX Piping | 1.25 in. Diameter | 1.25 inches | Fiber Glass | Fiberglass | PI | 1 |  | 4282 | #N/A | Insulation (in.) | 11 | 1 | 1 | 1 | #N/A | 1.054 | 1.07 | 1.104
| 20062 | Prescriptive/Custom Pipe Insulation - Fiber Glass | 1.5 in. Diameter CPVC/PEX Piping | Prescriptive/Custom Pipe Insulation - Fiber Glass1.5 in. Diameter CPVC/PEX Piping | Prescriptive/Custom Pipe Insulation - Fiber Glass1.5 in. Diameter CPVC/PEX Piping | CEF2-CI-WH-PIC |  | Miscellaneous | Custom | 3.75 | Linear Ft | Unknown WH | 11 | CPVC/PEX Piping | 1.5 in. Diameter | 1.5 inches | Fiber Glass | Fiberglass | PI | 1 |  | 4282 | #N/A | Insulation (in.) | 11 | 1 | 1 | 1 | #N/A | 1.054 | 1.07 | 1.104
| 20063 | Prescriptive/Custom Pipe Insulation - Fiber Glass | 2 in. Diameter CPVC/PEX Piping | Prescriptive/Custom Pipe Insulation - Fiber Glass2 in. Diameter CPVC/PEX Piping | Prescriptive/Custom Pipe Insulation - Fiber Glass2 in. Diameter CPVC/PEX Piping | CEF2-CI-WH-PIC |  | Miscellaneous | Custom | 3.75 | Linear Ft | Unknown WH | 11 | CPVC/PEX Piping | 2 in. Diameter | 2 inches | Fiber Glass | Fiberglass | PI | 1 |  | 4282 | #N/A | Insulation (in.) | 11 | 1 | 1 | 1 | #N/A | 1.054 | 1.07 | 1.104
| 20064 | Prescriptive/Custom Pipe Insulation - Fiber Glass | 2.5 in. Diameter CPVC/PEX Piping | Prescriptive/Custom Pipe Insulation - Fiber Glass2.5 in. Diameter CPVC/PEX Piping | Prescriptive/Custom Pipe Insulation - Fiber Glass2.5 in. Diameter CPVC/PEX Piping | CEF2-CI-WH-PIC |  | Miscellaneous | Custom | 3.75 | Linear Ft | Unknown WH | 11 | CPVC/PEX Piping | 2.5 in. Diameter | 2.5 inches | Fiber Glass | Fiberglass | PI | 1 |  | 4282 | #N/A | Insulation (in.) | 11 | 1 | 1 | 1 | #N/A | 1.054 | 1.07 | 1.104
| 20065 | Prescriptive/Custom Pipe Insulation - Fiber Glass | 3 in. Diameter CPVC/PEX Piping | Prescriptive/Custom Pipe Insulation - Fiber Glass3 in. Diameter CPVC/PEX Piping | Prescriptive/Custom Pipe Insulation - Fiber Glass3 in. Diameter CPVC/PEX Piping | CEF2-CI-WH-PIC |  | Miscellaneous | Custom | 3.75 | Linear Ft | Unknown WH | 11 | CPVC/PEX Piping | 3 in. Diameter | 3 inches | Fiber Glass | Fiberglass | PI | 1 |  | 4282 | #N/A | Insulation (in.) | 11 | 1 | 1 | 1 | #N/A | 1.054 | 1.07 | 1.104
| 20066 | Prescriptive/Custom Pipe Insulation - Fiber Glass | 3.5 in. Diameter CPVC/PEX Piping | Prescriptive/Custom Pipe Insulation - Fiber Glass3.5 in. Diameter CPVC/PEX Piping | Prescriptive/Custom Pipe Insulation - Fiber Glass3.5 in. Diameter CPVC/PEX Piping | CEF2-CI-WH-PIC |  | Miscellaneous | Custom | 3.75 | Linear Ft | Unknown WH | 11 | CPVC/PEX Piping | 3.5 in. Diameter | 3.5 inches | Fiber Glass | Fiberglass | PI | 1 |  | 4282 | #N/A | Insulation (in.) | 11 | 1 | 1 | 1 | #N/A | 1.054 | 1.07 | 1.104
| 20067 | Prescriptive/Custom Pipe Insulation - Fiber Glass | 4 in. Diameter CPVC/PEX Piping | Prescriptive/Custom Pipe Insulation - Fiber Glass4 in. Diameter CPVC/PEX Piping | Prescriptive/Custom Pipe Insulation - Fiber Glass4 in. Diameter CPVC/PEX Piping | CEF2-CI-WH-PIC |  | Miscellaneous | Custom | 3.75 | Linear Ft | Unknown WH | 11 | CPVC/PEX Piping | 4 in. Diameter | 4 inches | Fiber Glass | Fiberglass | PI | 1 |  | 4282 | #N/A | Insulation (in.) | 11 | 1 | 1 | 1 | #N/A | 1.054 | 1.07 | 1.104
| 20068 | Prescriptive/Custom Pipe Insulation - Fiber Glass | 5 in. Diameter CPVC/PEX Piping | Prescriptive/Custom Pipe Insulation - Fiber Glass5 in. Diameter CPVC/PEX Piping | Prescriptive/Custom Pipe Insulation - Fiber Glass5 in. Diameter CPVC/PEX Piping | CEF2-CI-WH-PIC |  | Miscellaneous | Custom | 3.75 | Linear Ft | Unknown WH | 11 | CPVC/PEX Piping | 5 in. Diameter | 5 inches | Fiber Glass | Fiberglass | PI | 1 |  | 4282 | #N/A | Insulation (in.) | 11 | 1 | 1 | 1 | #N/A | 1.054 | 1.07 | 1.104
| 20069 | Prescriptive/Custom Pipe Insulation - Fiber Glass | 6 in. Diameter CPVC/PEX Piping | Prescriptive/Custom Pipe Insulation - Fiber Glass6 in. Diameter CPVC/PEX Piping | Prescriptive/Custom Pipe Insulation - Fiber Glass6 in. Diameter CPVC/PEX Piping | CEF2-CI-WH-PIC |  | Miscellaneous | Custom | 3.75 | Linear Ft | Unknown WH | 11 | CPVC/PEX Piping | 6 in. Diameter | 6 inches | Fiber Glass | Fiberglass | PI | 1 |  | 4282 | #N/A | Insulation (in.) | 11 | 1 | 1 | 1 | #N/A | 1.054 | 1.07 | 1.104
| 20070 | Prescriptive/Custom Pipe Insulation - Fiber Glass | 7 in. Diameter CPVC/PEX Piping | Prescriptive/Custom Pipe Insulation - Fiber Glass7 in. Diameter CPVC/PEX Piping | Prescriptive/Custom Pipe Insulation - Fiber Glass7 in. Diameter CPVC/PEX Piping | CEF2-CI-WH-PIC |  | Miscellaneous | Custom | 3.75 | Linear Ft | Unknown WH | 11 | CPVC/PEX Piping | 7 in. Diameter | 7 inches | Fiber Glass | Fiberglass | PI | 1 |  | 4282 | #N/A | Insulation (in.) | 11 | 1 | 1 | 1 | #N/A | 1.054 | 1.07 | 1.104
| 20071 | Prescriptive/Custom Pipe Insulation - Fiber Glass | 8 in. Diameter CPVC/PEX Piping | Prescriptive/Custom Pipe Insulation - Fiber Glass8 in. Diameter CPVC/PEX Piping | Prescriptive/Custom Pipe Insulation - Fiber Glass8 in. Diameter CPVC/PEX Piping | CEF2-CI-WH-PIC |  | Miscellaneous | Custom | 3.75 | Linear Ft | Unknown WH | 11 | CPVC/PEX Piping | 8 in. Diameter | 8 inches | Fiber Glass | Fiberglass | PI | 1 |  | 4282 | #N/A | Insulation (in.) | 11 | 1 | 1 | 1 | #N/A | 1.054 | 1.07 | 1.104
| 20072 | Prescriptive/Custom Pipe Insulation - Rigid Foam / Cellular Glass | 0.5 in. Diameter Bare Steel Piping | Prescriptive/Custom Pipe Insulation - Rigid Foam / Cellular Glass0.5 in. Diameter Bare Steel Piping | Prescriptive/Custom Pipe Insulation - Rigid Foam / Cellular Glass0.5 in. Diameter Bare Steel Piping | CEF2-CI-WH-PIC |  | Miscellaneous | Custom | 3.75 | Linear Ft | Unknown WH | 11 | Bare Steel Piping | 0.5 in. Diameter | 0.5 inches | Rigid Foam / Cellular Glass | Rigid Foam / Cellular Glass | PI | 1 |  | 4282 | #N/A | Insulation (in.) | 11 | 1 | 1 | 1 | #N/A | 1.054 | 1.07 | 1.104
| 20073 | Prescriptive/Custom Pipe Insulation - Rigid Foam / Cellular Glass | 0.75 Diameter Bare Steel Piping | Prescriptive/Custom Pipe Insulation - Rigid Foam / Cellular Glass0.75 Diameter Bare Steel Piping | Prescriptive/Custom Pipe Insulation - Rigid Foam / Cellular Glass0.75 Diameter Bare Steel Piping | CEF2-CI-WH-PIC |  | Miscellaneous | Custom | 3.75 | Linear Ft | Unknown WH | 11 | Bare Steel Piping | 0.75 in. Diameter | 0.75 inches | Rigid Foam / Cellular Glass | Rigid Foam / Cellular Glass | PI | 1 |  | 4282 | #N/A | Insulation (in.) | 11 | 1 | 1 | 1 | #N/A | 1.054 | 1.07 | 1.104
| 20074 | Prescriptive/Custom Pipe Insulation - Rigid Foam / Cellular Glass | 1 in. Diameter Bare Steel Piping | Prescriptive/Custom Pipe Insulation - Rigid Foam / Cellular Glass1 in. Diameter Bare Steel Piping | Prescriptive/Custom Pipe Insulation - Rigid Foam / Cellular Glass1 in. Diameter Bare Steel Piping | CEF2-CI-WH-PIC |  | Miscellaneous | Custom | 3.75 | Linear Ft | Unknown WH | 11 | Bare Steel Piping | 1 in. Diameter | 1 inches | Rigid Foam / Cellular Glass | Rigid Foam / Cellular Glass | PI | 1 |  | 4282 | #N/A | Insulation (in.) | 11 | 1 | 1 | 1 | #N/A | 1.054 | 1.07 | 1.104
| 20075 | Prescriptive/Custom Pipe Insulation - Rigid Foam / Cellular Glass | 1.25 in. Diameter Bare Steel Piping | Prescriptive/Custom Pipe Insulation - Rigid Foam / Cellular Glass1.25 in. Diameter Bare Steel Piping | Prescriptive/Custom Pipe Insulation - Rigid Foam / Cellular Glass1.25 in. Diameter Bare Steel Piping | CEF2-CI-WH-PIC |  | Miscellaneous | Custom | 3.75 | Linear Ft | Unknown WH | 11 | Bare Steel Piping | 1.25 in. Diameter | 1.25 inches | Rigid Foam / Cellular Glass | Rigid Foam / Cellular Glass | PI | 1 |  | 4282 | #N/A | Insulation (in.) | 11 | 1 | 1 | 1 | #N/A | 1.054 | 1.07 | 1.104
| 20076 | Prescriptive/Custom Pipe Insulation - Rigid Foam / Cellular Glass | 1.5 in. Diameter Bare Steel Piping | Prescriptive/Custom Pipe Insulation - Rigid Foam / Cellular Glass1.5 in. Diameter Bare Steel Piping | Prescriptive/Custom Pipe Insulation - Rigid Foam / Cellular Glass1.5 in. Diameter Bare Steel Piping | CEF2-CI-WH-PIC |  | Miscellaneous | Custom | 3.75 | Linear Ft | Unknown WH | 11 | Bare Steel Piping | 1.5 in. Diameter | 1.5 inches | Rigid Foam / Cellular Glass | Rigid Foam / Cellular Glass | PI | 1 |  | 4282 | #N/A | Insulation (in.) | 11 | 1 | 1 | 1 | #N/A | 1.054 | 1.07 | 1.104
| 20077 | Prescriptive/Custom Pipe Insulation - Rigid Foam / Cellular Glass | 2 in. Diameter Bare Steel Piping | Prescriptive/Custom Pipe Insulation - Rigid Foam / Cellular Glass2 in. Diameter Bare Steel Piping | Prescriptive/Custom Pipe Insulation - Rigid Foam / Cellular Glass2 in. Diameter Bare Steel Piping | CEF2-CI-WH-PIC |  | Miscellaneous | Custom | 3.75 | Linear Ft | Unknown WH | 11 | Bare Steel Piping | 2 in. Diameter | 2 inches | Rigid Foam / Cellular Glass | Rigid Foam / Cellular Glass | PI | 1 |  | 4282 | #N/A | Insulation (in.) | 11 | 1 | 1 | 1 | #N/A | 1.054 | 1.07 | 1.104
| 20078 | Prescriptive/Custom Pipe Insulation - Rigid Foam / Cellular Glass | 2.5 in. Diameter Bare Steel Piping | Prescriptive/Custom Pipe Insulation - Rigid Foam / Cellular Glass2.5 in. Diameter Bare Steel Piping | Prescriptive/Custom Pipe Insulation - Rigid Foam / Cellular Glass2.5 in. Diameter Bare Steel Piping | CEF2-CI-WH-PIC |  | Miscellaneous | Custom | 3.75 | Linear Ft | Unknown WH | 11 | Bare Steel Piping | 2.5 in. Diameter | 2.5 inches | Rigid Foam / Cellular Glass | Rigid Foam / Cellular Glass | PI | 1 |  | 4282 | #N/A | Insulation (in.) | 11 | 1 | 1 | 1 | #N/A | 1.054 | 1.07 | 1.104
| 20079 | Prescriptive/Custom Pipe Insulation - Rigid Foam / Cellular Glass | 3 in. Diameter Bare Steel Piping | Prescriptive/Custom Pipe Insulation - Rigid Foam / Cellular Glass3 in. Diameter Bare Steel Piping | Prescriptive/Custom Pipe Insulation - Rigid Foam / Cellular Glass3 in. Diameter Bare Steel Piping | CEF2-CI-WH-PIC |  | Miscellaneous | Custom | 3.75 | Linear Ft | Unknown WH | 11 | Bare Steel Piping | 3 in. Diameter | 3 inches | Rigid Foam / Cellular Glass | Rigid Foam / Cellular Glass | PI | 1 |  | 4282 | #N/A | Insulation (in.) | 11 | 1 | 1 | 1 | #N/A | 1.054 | 1.07 | 1.104
| 20080 | Prescriptive/Custom Pipe Insulation - Rigid Foam / Cellular Glass | 3.5 in. Diameter Bare Steel Piping | Prescriptive/Custom Pipe Insulation - Rigid Foam / Cellular Glass3.5 in. Diameter Bare Steel Piping | Prescriptive/Custom Pipe Insulation - Rigid Foam / Cellular Glass3.5 in. Diameter Bare Steel Piping | CEF2-CI-WH-PIC |  | Miscellaneous | Custom | 3.75 | Linear Ft | Unknown WH | 11 | Bare Steel Piping | 3.5 in. Diameter | 3.5 inches | Rigid Foam / Cellular Glass | Rigid Foam / Cellular Glass | PI | 1 |  | 4282 | #N/A | Insulation (in.) | 11 | 1 | 1 | 1 | #N/A | 1.054 | 1.07 | 1.104
| 20081 | Prescriptive/Custom Pipe Insulation - Rigid Foam / Cellular Glass | 4 in. Diameter Bare Steel Piping | Prescriptive/Custom Pipe Insulation - Rigid Foam / Cellular Glass4 in. Diameter Bare Steel Piping | Prescriptive/Custom Pipe Insulation - Rigid Foam / Cellular Glass4 in. Diameter Bare Steel Piping | CEF2-CI-WH-PIC |  | Miscellaneous | Custom | 3.75 | Linear Ft | Unknown WH | 11 | Bare Steel Piping | 4 in. Diameter | 4 inches | Rigid Foam / Cellular Glass | Rigid Foam / Cellular Glass | PI | 1 |  | 4282 | #N/A | Insulation (in.) | 11 | 1 | 1 | 1 | #N/A | 1.054 | 1.07 | 1.104
| 20082 | Prescriptive/Custom Pipe Insulation - Rigid Foam / Cellular Glass | 5 in. Diameter Bare Steel Piping | Prescriptive/Custom Pipe Insulation - Rigid Foam / Cellular Glass5 in. Diameter Bare Steel Piping | Prescriptive/Custom Pipe Insulation - Rigid Foam / Cellular Glass5 in. Diameter Bare Steel Piping | CEF2-CI-WH-PIC |  | Miscellaneous | Custom | 3.75 | Linear Ft | Unknown WH | 11 | Bare Steel Piping | 5 in. Diameter | 5 inches | Rigid Foam / Cellular Glass | Rigid Foam / Cellular Glass | PI | 1 |  | 4282 | #N/A | Insulation (in.) | 11 | 1 | 1 | 1 | #N/A | 1.054 | 1.07 | 1.104
| 20083 | Prescriptive/Custom Pipe Insulation - Rigid Foam / Cellular Glass | 6 in. Diameter Bare Steel Piping | Prescriptive/Custom Pipe Insulation - Rigid Foam / Cellular Glass6 in. Diameter Bare Steel Piping | Prescriptive/Custom Pipe Insulation - Rigid Foam / Cellular Glass6 in. Diameter Bare Steel Piping | CEF2-CI-WH-PIC |  | Miscellaneous | Custom | 3.75 | Linear Ft | Unknown WH | 11 | Bare Steel Piping | 6 in. Diameter | 6 inches | Rigid Foam / Cellular Glass | Rigid Foam / Cellular Glass | PI | 1 |  | 4282 | #N/A | Insulation (in.) | 11 | 1 | 1 | 1 | #N/A | 1.054 | 1.07 | 1.104
| 20084 | Prescriptive/Custom Pipe Insulation - Rigid Foam / Cellular Glass | 7 in. Diameter Bare Steel Piping | Prescriptive/Custom Pipe Insulation - Rigid Foam / Cellular Glass7 in. Diameter Bare Steel Piping | Prescriptive/Custom Pipe Insulation - Rigid Foam / Cellular Glass7 in. Diameter Bare Steel Piping | CEF2-CI-WH-PIC |  | Miscellaneous | Custom | 3.75 | Linear Ft | Unknown WH | 11 | Bare Steel Piping | 7 in. Diameter | 7 inches | Rigid Foam / Cellular Glass | Rigid Foam / Cellular Glass | PI | 1 |  | 4282 | #N/A | Insulation (in.) | 11 | 1 | 1 | 1 | #N/A | 1.054 | 1.07 | 1.104
| 20085 | Prescriptive/Custom Pipe Insulation - Rigid Foam / Cellular Glass | 8 in. Diameter Bare Steel Piping | Prescriptive/Custom Pipe Insulation - Rigid Foam / Cellular Glass8 in. Diameter Bare Steel Piping | Prescriptive/Custom Pipe Insulation - Rigid Foam / Cellular Glass8 in. Diameter Bare Steel Piping | CEF2-CI-WH-PIC |  | Miscellaneous | Custom | 3.75 | Linear Ft | Unknown WH | 11 | Bare Steel Piping | 8 in. Diameter | 8 inches | Rigid Foam / Cellular Glass | Rigid Foam / Cellular Glass | PI | 1 |  | 4282 | #N/A | Insulation (in.) | 11 | 1 | 1 | 1 | #N/A | 1.054 | 1.07 | 1.104
| 20086 | Prescriptive/Custom Pipe Insulation - Rigid Foam / Cellular Glass | 0.5 in. Diameter Copper Piping | Prescriptive/Custom Pipe Insulation - Rigid Foam / Cellular Glass0.5 in. Diameter Copper Piping | Prescriptive/Custom Pipe Insulation - Rigid Foam / Cellular Glass0.5 in. Diameter Copper Piping | CEF2-CI-WH-PIC |  | Miscellaneous | Custom | 3.75 | Linear Ft | Unknown WH | 11 | Copper Piping | 0.5 in. Diameter | 0.5 inches | Rigid Foam / Cellular Glass | Rigid Foam / Cellular Glass | PI | 1 |  | 4282 | #N/A | Insulation (in.) | 11 | 1 | 1 | 1 | #N/A | 1.054 | 1.07 | 1.104
| 20087 | Prescriptive/Custom Pipe Insulation - Rigid Foam / Cellular Glass | 0.75 in. Diameter Copper Piping | Prescriptive/Custom Pipe Insulation - Rigid Foam / Cellular Glass0.75 in. Diameter Copper Piping | Prescriptive/Custom Pipe Insulation - Rigid Foam / Cellular Glass0.75 in. Diameter Copper Piping | CEF2-CI-WH-PIC |  | Miscellaneous | Custom | 3.75 | Linear Ft | Unknown WH | 11 | Copper Piping | 0.75 in. Diameter | 0.75 inches | Rigid Foam / Cellular Glass | Rigid Foam / Cellular Glass | PI | 1 |  | 4282 | #N/A | Insulation (in.) | 11 | 1 | 1 | 1 | #N/A | 1.054 | 1.07 | 1.104
| 20088 | Prescriptive/Custom Pipe Insulation - Rigid Foam / Cellular Glass | 1 in. Diameter Copper Piping | Prescriptive/Custom Pipe Insulation - Rigid Foam / Cellular Glass1 in. Diameter Copper Piping | Prescriptive/Custom Pipe Insulation - Rigid Foam / Cellular Glass1 in. Diameter Copper Piping | CEF2-CI-WH-PIC |  | Miscellaneous | Custom | 3.75 | Linear Ft | Unknown WH | 11 | Copper Piping | 1 in. Diameter | 1 inches | Rigid Foam / Cellular Glass | Rigid Foam / Cellular Glass | PI | 1 |  | 4282 | #N/A | Insulation (in.) | 11 | 1 | 1 | 1 | #N/A | 1.054 | 1.07 | 1.104
| 20089 | Prescriptive/Custom Pipe Insulation - Rigid Foam / Cellular Glass | 1.25 in. Diameter Copper Piping | Prescriptive/Custom Pipe Insulation - Rigid Foam / Cellular Glass1.25 in. Diameter Copper Piping | Prescriptive/Custom Pipe Insulation - Rigid Foam / Cellular Glass1.25 in. Diameter Copper Piping | CEF2-CI-WH-PIC |  | Miscellaneous | Custom | 3.75 | Linear Ft | Unknown WH | 11 | Copper Piping | 1.25 in. Diameter | 1.25 inches | Rigid Foam / Cellular Glass | Rigid Foam / Cellular Glass | PI | 1 |  | 4282 | #N/A | Insulation (in.) | 11 | 1 | 1 | 1 | #N/A | 1.054 | 1.07 | 1.104
| 20090 | Prescriptive/Custom Pipe Insulation - Rigid Foam / Cellular Glass | 1.5 in. Diameter Copper Piping | Prescriptive/Custom Pipe Insulation - Rigid Foam / Cellular Glass1.5 in. Diameter Copper Piping | Prescriptive/Custom Pipe Insulation - Rigid Foam / Cellular Glass1.5 in. Diameter Copper Piping | CEF2-CI-WH-PIC |  | Miscellaneous | Custom | 3.75 | Linear Ft | Unknown WH | 11 | Copper Piping | 1.5 in. Diameter | 1.5 inches | Rigid Foam / Cellular Glass | Rigid Foam / Cellular Glass | PI | 1 |  | 4282 | #N/A | Insulation (in.) | 11 | 1 | 1 | 1 | #N/A | 1.054 | 1.07 | 1.104
| 20091 | Prescriptive/Custom Pipe Insulation - Rigid Foam / Cellular Glass | 2 in. Diameter Copper Piping | Prescriptive/Custom Pipe Insulation - Rigid Foam / Cellular Glass2 in. Diameter Copper Piping | Prescriptive/Custom Pipe Insulation - Rigid Foam / Cellular Glass2 in. Diameter Copper Piping | CEF2-CI-WH-PIC |  | Miscellaneous | Custom | 3.75 | Linear Ft | Unknown WH | 11 | Copper Piping | 2 in. Diameter | 2 inches | Rigid Foam / Cellular Glass | Rigid Foam / Cellular Glass | PI | 1 |  | 4282 | #N/A | Insulation (in.) | 11 | 1 | 1 | 1 | #N/A | 1.054 | 1.07 | 1.104
| 20092 | Prescriptive/Custom Pipe Insulation - Rigid Foam / Cellular Glass | 2.5 in. Diameter Copper Piping | Prescriptive/Custom Pipe Insulation - Rigid Foam / Cellular Glass2.5 in. Diameter Copper Piping | Prescriptive/Custom Pipe Insulation - Rigid Foam / Cellular Glass2.5 in. Diameter Copper Piping | CEF2-CI-WH-PIC |  | Miscellaneous | Custom | 3.75 | Linear Ft | Unknown WH | 11 | Copper Piping | 2.5 in. Diameter | 2.5 inches | Rigid Foam / Cellular Glass | Rigid Foam / Cellular Glass | PI | 1 |  | 4282 | #N/A | Insulation (in.) | 11 | 1 | 1 | 1 | #N/A | 1.054 | 1.07 | 1.104
| 20093 | Prescriptive/Custom Pipe Insulation - Rigid Foam / Cellular Glass | 3 in. Diameter Copper Piping | Prescriptive/Custom Pipe Insulation - Rigid Foam / Cellular Glass3 in. Diameter Copper Piping | Prescriptive/Custom Pipe Insulation - Rigid Foam / Cellular Glass3 in. Diameter Copper Piping | CEF2-CI-WH-PIC |  | Miscellaneous | Custom | 3.75 | Linear Ft | Unknown WH | 11 | Copper Piping | 3 in. Diameter | 3 inches | Rigid Foam / Cellular Glass | Rigid Foam / Cellular Glass | PI | 1 |  | 4282 | #N/A | Insulation (in.) | 11 | 1 | 1 | 1 | #N/A | 1.054 | 1.07 | 1.104
| 20094 | Prescriptive/Custom Pipe Insulation - Rigid Foam / Cellular Glass | 3.5 in. Diameter Copper Piping | Prescriptive/Custom Pipe Insulation - Rigid Foam / Cellular Glass3.5 in. Diameter Copper Piping | Prescriptive/Custom Pipe Insulation - Rigid Foam / Cellular Glass3.5 in. Diameter Copper Piping | CEF2-CI-WH-PIC |  | Miscellaneous | Custom | 3.75 | Linear Ft | Unknown WH | 11 | Copper Piping | 3.5 in. Diameter | 3.5 inches | Rigid Foam / Cellular Glass | Rigid Foam / Cellular Glass | PI | 1 |  | 4282 | #N/A | Insulation (in.) | 11 | 1 | 1 | 1 | #N/A | 1.054 | 1.07 | 1.104
| 20095 | Prescriptive/Custom Pipe Insulation - Rigid Foam / Cellular Glass | 4 in. Diameter Copper Piping | Prescriptive/Custom Pipe Insulation - Rigid Foam / Cellular Glass4 in. Diameter Copper Piping | Prescriptive/Custom Pipe Insulation - Rigid Foam / Cellular Glass4 in. Diameter Copper Piping | CEF2-CI-WH-PIC |  | Miscellaneous | Custom | 3.75 | Linear Ft | Unknown WH | 11 | Copper Piping | 4 in. Diameter | 4 inches | Rigid Foam / Cellular Glass | Rigid Foam / Cellular Glass | PI | 1 |  | 4282 | #N/A | Insulation (in.) | 11 | 1 | 1 | 1 | #N/A | 1.054 | 1.07 | 1.104
| 20096 | Prescriptive/Custom Pipe Insulation - Rigid Foam / Cellular Glass | 5 in. Diameter Copper Piping | Prescriptive/Custom Pipe Insulation - Rigid Foam / Cellular Glass5 in. Diameter Copper Piping | Prescriptive/Custom Pipe Insulation - Rigid Foam / Cellular Glass5 in. Diameter Copper Piping | CEF2-CI-WH-PIC |  | Miscellaneous | Custom | 3.75 | Linear Ft | Unknown WH | 11 | Copper Piping | 5 in. Diameter | 5 inches | Rigid Foam / Cellular Glass | Rigid Foam / Cellular Glass | PI | 1 |  | 4282 | #N/A | Insulation (in.) | 11 | 1 | 1 | 1 | #N/A | 1.054 | 1.07 | 1.104
| 20097 | Prescriptive/Custom Pipe Insulation - Rigid Foam / Cellular Glass | 6 in. Diameter Copper Piping | Prescriptive/Custom Pipe Insulation - Rigid Foam / Cellular Glass6 in. Diameter Copper Piping | Prescriptive/Custom Pipe Insulation - Rigid Foam / Cellular Glass6 in. Diameter Copper Piping | CEF2-CI-WH-PIC |  | Miscellaneous | Custom | 3.75 | Linear Ft | Unknown WH | 11 | Copper Piping | 6 in. Diameter | 6 inches | Rigid Foam / Cellular Glass | Rigid Foam / Cellular Glass | PI | 1 |  | 4282 | #N/A | Insulation (in.) | 11 | 1 | 1 | 1 | #N/A | 1.054 | 1.07 | 1.104
| 20098 | Prescriptive/Custom Pipe Insulation - Rigid Foam / Cellular Glass | 7 in. Diameter Copper Piping | Prescriptive/Custom Pipe Insulation - Rigid Foam / Cellular Glass7 in. Diameter Copper Piping | Prescriptive/Custom Pipe Insulation - Rigid Foam / Cellular Glass7 in. Diameter Copper Piping | CEF2-CI-WH-PIC |  | Miscellaneous | Custom | 3.75 | Linear Ft | Unknown WH | 11 | Copper Piping | 7 in. Diameter | 7 inches | Rigid Foam / Cellular Glass | Rigid Foam / Cellular Glass | PI | 1 |  | 4282 | #N/A | Insulation (in.) | 11 | 1 | 1 | 1 | #N/A | 1.054 | 1.07 | 1.104
| 20099 | Prescriptive/Custom Pipe Insulation - Rigid Foam / Cellular Glass | 8 in. Diameter Copper Piping | Prescriptive/Custom Pipe Insulation - Rigid Foam / Cellular Glass8 in. Diameter Copper Piping | Prescriptive/Custom Pipe Insulation - Rigid Foam / Cellular Glass8 in. Diameter Copper Piping | CEF2-CI-WH-PIC |  | Miscellaneous | Custom | 3.75 | Linear Ft | Unknown WH | 11 | Copper Piping | 8 in. Diameter | 8 inches | Rigid Foam / Cellular Glass | Rigid Foam / Cellular Glass | PI | 1 |  | 4282 | #N/A | Insulation (in.) | 11 | 1 | 1 | 1 | #N/A | 1.054 | 1.07 | 1.104
| 20100 | Prescriptive/Custom Pipe Insulation - Rigid Foam / Cellular Glass | 0.5 in. Diameter CPVC/PEX Piping | Prescriptive/Custom Pipe Insulation - Rigid Foam / Cellular Glass0.5 in. Diameter CPVC/PEX Piping | Prescriptive/Custom Pipe Insulation - Rigid Foam / Cellular Glass0.5 in. Diameter CPVC/PEX Piping | CEF2-CI-WH-PIC |  | Miscellaneous | Custom | 3.75 | Linear Ft | Unknown WH | 11 | CPVC/PEX Piping | 0.5 in. Diameter | 0.5 inches | Rigid Foam / Cellular Glass | Rigid Foam / Cellular Glass | PI | 1 |  | 4282 | #N/A | Insulation (in.) | 11 | 1 | 1 | 1 | #N/A | 1.054 | 1.07 | 1.104
| 20101 | Prescriptive/Custom Pipe Insulation - Rigid Foam / Cellular Glass | 0.75 in. Diameter CPVC/PEX Piping | Prescriptive/Custom Pipe Insulation - Rigid Foam / Cellular Glass0.75 in. Diameter CPVC/PEX Piping | Prescriptive/Custom Pipe Insulation - Rigid Foam / Cellular Glass0.75 in. Diameter CPVC/PEX Piping | CEF2-CI-WH-PIC |  | Miscellaneous | Custom | 3.75 | Linear Ft | Unknown WH | 11 | CPVC/PEX Piping | 0.75 in. Diameter | 0.75 inches | Rigid Foam / Cellular Glass | Rigid Foam / Cellular Glass | PI | 1 |  | 4282 | #N/A | Insulation (in.) | 11 | 1 | 1 | 1 | #N/A | 1.054 | 1.07 | 1.104
| 20102 | Prescriptive/Custom Pipe Insulation - Rigid Foam / Cellular Glass | 1 in. Diameter CPVC/PEX Piping | Prescriptive/Custom Pipe Insulation - Rigid Foam / Cellular Glass1 in. Diameter CPVC/PEX Piping | Prescriptive/Custom Pipe Insulation - Rigid Foam / Cellular Glass1 in. Diameter CPVC/PEX Piping | CEF2-CI-WH-PIC |  | Miscellaneous | Custom | 3.75 | Linear Ft | Unknown WH | 11 | CPVC/PEX Piping | 1 in. Diameter | 1 inches | Rigid Foam / Cellular Glass | Rigid Foam / Cellular Glass | PI | 1 |  | 4282 | #N/A | Insulation (in.) | 11 | 1 | 1 | 1 | #N/A | 1.054 | 1.07 | 1.104
| 20103 | Prescriptive/Custom Pipe Insulation - Rigid Foam / Cellular Glass | 1.25 in. Diameter CPVC/PEX Piping | Prescriptive/Custom Pipe Insulation - Rigid Foam / Cellular Glass1.25 in. Diameter CPVC/PEX Piping | Prescriptive/Custom Pipe Insulation - Rigid Foam / Cellular Glass1.25 in. Diameter CPVC/PEX Piping | CEF2-CI-WH-PIC |  | Miscellaneous | Custom | 3.75 | Linear Ft | Unknown WH | 11 | CPVC/PEX Piping | 1.25 in. Diameter | 1.25 inches | Rigid Foam / Cellular Glass | Rigid Foam / Cellular Glass | PI | 1 |  | 4282 | #N/A | Insulation (in.) | 11 | 1 | 1 | 1 | #N/A | 1.054 | 1.07 | 1.104
| 20104 | Prescriptive/Custom Pipe Insulation - Rigid Foam / Cellular Glass | 1.5 in. Diameter CPVC/PEX Piping | Prescriptive/Custom Pipe Insulation - Rigid Foam / Cellular Glass1.5 in. Diameter CPVC/PEX Piping | Prescriptive/Custom Pipe Insulation - Rigid Foam / Cellular Glass1.5 in. Diameter CPVC/PEX Piping | CEF2-CI-WH-PIC |  | Miscellaneous | Custom | 3.75 | Linear Ft | Unknown WH | 11 | CPVC/PEX Piping | 1.5 in. Diameter | 1.5 inches | Rigid Foam / Cellular Glass | Rigid Foam / Cellular Glass | PI | 1 |  | 4282 | #N/A | Insulation (in.) | 11 | 1 | 1 | 1 | #N/A | 1.054 | 1.07 | 1.104
| 20105 | Prescriptive/Custom Pipe Insulation - Rigid Foam / Cellular Glass | 2 in. Diameter CPVC/PEX Piping | Prescriptive/Custom Pipe Insulation - Rigid Foam / Cellular Glass2 in. Diameter CPVC/PEX Piping | Prescriptive/Custom Pipe Insulation - Rigid Foam / Cellular Glass2 in. Diameter CPVC/PEX Piping | CEF2-CI-WH-PIC |  | Miscellaneous | Custom | 3.75 | Linear Ft | Unknown WH | 11 | CPVC/PEX Piping | 2 in. Diameter | 2 inches | Rigid Foam / Cellular Glass | Rigid Foam / Cellular Glass | PI | 1 |  | 4282 | #N/A | Insulation (in.) | 11 | 1 | 1 | 1 | #N/A | 1.054 | 1.07 | 1.104
| 20106 | Prescriptive/Custom Pipe Insulation - Rigid Foam / Cellular Glass | 2.5 in. Diameter CPVC/PEX Piping | Prescriptive/Custom Pipe Insulation - Rigid Foam / Cellular Glass2.5 in. Diameter CPVC/PEX Piping | Prescriptive/Custom Pipe Insulation - Rigid Foam / Cellular Glass2.5 in. Diameter CPVC/PEX Piping | CEF2-CI-WH-PIC |  | Miscellaneous | Custom | 3.75 | Linear Ft | Unknown WH | 11 | CPVC/PEX Piping | 2.5 in. Diameter | 2.5 inches | Rigid Foam / Cellular Glass | Rigid Foam / Cellular Glass | PI | 1 |  | 4282 | #N/A | Insulation (in.) | 11 | 1 | 1 | 1 | #N/A | 1.054 | 1.07 | 1.104
| 20107 | Prescriptive/Custom Pipe Insulation - Rigid Foam / Cellular Glass | 3 in. Diameter CPVC/PEX Piping | Prescriptive/Custom Pipe Insulation - Rigid Foam / Cellular Glass3 in. Diameter CPVC/PEX Piping | Prescriptive/Custom Pipe Insulation - Rigid Foam / Cellular Glass3 in. Diameter CPVC/PEX Piping | CEF2-CI-WH-PIC |  | Miscellaneous | Custom | 3.75 | Linear Ft | Unknown WH | 11 | CPVC/PEX Piping | 3 in. Diameter | 3 inches | Rigid Foam / Cellular Glass | Rigid Foam / Cellular Glass | PI | 1 |  | 4282 | #N/A | Insulation (in.) | 11 | 1 | 1 | 1 | #N/A | 1.054 | 1.07 | 1.104
| 20108 | Prescriptive/Custom Pipe Insulation - Rigid Foam / Cellular Glass | 3.5 in. Diameter CPVC/PEX Piping | Prescriptive/Custom Pipe Insulation - Rigid Foam / Cellular Glass3.5 in. Diameter CPVC/PEX Piping | Prescriptive/Custom Pipe Insulation - Rigid Foam / Cellular Glass3.5 in. Diameter CPVC/PEX Piping | CEF2-CI-WH-PIC |  | Miscellaneous | Custom | 3.75 | Linear Ft | Unknown WH | 11 | CPVC/PEX Piping | 3.5 in. Diameter | 3.5 inches | Rigid Foam / Cellular Glass | Rigid Foam / Cellular Glass | PI | 1 |  | 4282 | #N/A | Insulation (in.) | 11 | 1 | 1 | 1 | #N/A | 1.054 | 1.07 | 1.104
| 20109 | Prescriptive/Custom Pipe Insulation - Rigid Foam / Cellular Glass | 4 in. Diameter CPVC/PEX Piping | Prescriptive/Custom Pipe Insulation - Rigid Foam / Cellular Glass4 in. Diameter CPVC/PEX Piping | Prescriptive/Custom Pipe Insulation - Rigid Foam / Cellular Glass4 in. Diameter CPVC/PEX Piping | CEF2-CI-WH-PIC |  | Miscellaneous | Custom | 3.75 | Linear Ft | Unknown WH | 11 | CPVC/PEX Piping | 4 in. Diameter | 4 inches | Rigid Foam / Cellular Glass | Rigid Foam / Cellular Glass | PI | 1 |  | 4282 | #N/A | Insulation (in.) | 11 | 1 | 1 | 1 | #N/A | 1.054 | 1.07 | 1.104
| 20110 | Prescriptive/Custom Pipe Insulation - Rigid Foam / Cellular Glass | 5 in. Diameter CPVC/PEX Piping | Prescriptive/Custom Pipe Insulation - Rigid Foam / Cellular Glass5 in. Diameter CPVC/PEX Piping | Prescriptive/Custom Pipe Insulation - Rigid Foam / Cellular Glass5 in. Diameter CPVC/PEX Piping | CEF2-CI-WH-PIC |  | Miscellaneous | Custom | 3.75 | Linear Ft | Unknown WH | 11 | CPVC/PEX Piping | 5 in. Diameter | 5 inches | Rigid Foam / Cellular Glass | Rigid Foam / Cellular Glass | PI | 1 |  | 4282 | #N/A | Insulation (in.) | 11 | 1 | 1 | 1 | #N/A | 1.054 | 1.07 | 1.104
| 20111 | Prescriptive/Custom Pipe Insulation - Rigid Foam / Cellular Glass | 6 in. Diameter CPVC/PEX Piping | Prescriptive/Custom Pipe Insulation - Rigid Foam / Cellular Glass6 in. Diameter CPVC/PEX Piping | Prescriptive/Custom Pipe Insulation - Rigid Foam / Cellular Glass6 in. Diameter CPVC/PEX Piping | CEF2-CI-WH-PIC |  | Miscellaneous | Custom | 3.75 | Linear Ft | Unknown WH | 11 | CPVC/PEX Piping | 6 in. Diameter | 6 inches | Rigid Foam / Cellular Glass | Rigid Foam / Cellular Glass | PI | 1 |  | 4282 | #N/A | Insulation (in.) | 11 | 1 | 1 | 1 | #N/A | 1.054 | 1.07 | 1.104
| 20112 | Prescriptive/Custom Pipe Insulation - Rigid Foam / Cellular Glass | 7 in. Diameter CPVC/PEX Piping | Prescriptive/Custom Pipe Insulation - Rigid Foam / Cellular Glass7 in. Diameter CPVC/PEX Piping | Prescriptive/Custom Pipe Insulation - Rigid Foam / Cellular Glass7 in. Diameter CPVC/PEX Piping | CEF2-CI-WH-PIC |  | Miscellaneous | Custom | 3.75 | Linear Ft | Unknown WH | 11 | CPVC/PEX Piping | 7 in. Diameter | 7 inches | Rigid Foam / Cellular Glass | Rigid Foam / Cellular Glass | PI | 1 |  | 4282 | #N/A | Insulation (in.) | 11 | 1 | 1 | 1 | #N/A | 1.054 | 1.07 | 1.104
| 20113 | Prescriptive/Custom Pipe Insulation - Rigid Foam / Cellular Glass | 8 in. Diameter CPVC/PEX Piping | Prescriptive/Custom Pipe Insulation - Rigid Foam / Cellular Glass8 in. Diameter CPVC/PEX Piping | Prescriptive/Custom Pipe Insulation - Rigid Foam / Cellular Glass8 in. Diameter CPVC/PEX Piping | CEF2-CI-WH-PIC |  | Miscellaneous | Custom | 3.75 | Linear Ft | Unknown WH | 11 | CPVC/PEX Piping | 8 in. Diameter | 8 inches | Rigid Foam / Cellular Glass | Rigid Foam / Cellular Glass | PI | 1 |  | 4282 | #N/A | Insulation (in.) | 11 | 1 | 1 | 1 | #N/A | 1.054 | 1.07 | 1.104
| 20114 | Prescriptive/Custom Refrigerator & Freezer Recycling | Primary Refrigerator | Prescriptive/Custom Refrigerator & Freezer RecyclingPrimary Refrigerator | Prescriptive/Custom Refrigerator & Freezer RecyclingPrimary Refrigerator | CEF2-CI-APR-RFR |  | Miscellaneous | Custom | 0.33 | Units |  | 5 | [5 empty] | Custom | 0 |  |  |  | NA | 5 | 0.51 | 0.51 | 0.51 | 0 | 1.054 | 1.07 | 1.104
| 20115 | Prescriptive/Custom Refrigerator & Freezer Recycling | Secondary Refrigerator | Prescriptive/Custom Refrigerator & Freezer RecyclingSecondary Refrigerator | Prescriptive/Custom Refrigerator & Freezer RecyclingSecondary Refrigerator | CEF2-CI-APR-RFR |  | Miscellaneous | Custom | 0.33 | Units |  | 5 | [5 empty] | Custom | 0 |  |  |  | NA | 5 | 0.51 | 0.51 | 0.51 | 0 | 1.054 | 1.07 | 1.104
| 20116 | Prescriptive/Custom Refrigerator & Freezer Recycling | Freezer | Prescriptive/Custom Refrigerator & Freezer RecyclingFreezer | Prescriptive/Custom Refrigerator & Freezer RecyclingFreezer | CEF2-CI-APR-RFR |  | Miscellaneous | Custom | 0.33 | Units |  | 4 | [5 empty] | Custom | 0 |  |  |  | NA | 4 | 0.58 | 0.58 | 0.58 | 0 | 1.054 | 1.07 | 1.104
| 20117 | Prescriptive/Custom Room AC Unit Recycling | Any | Prescriptive/Custom Room AC Unit RecyclingAny | Prescriptive/Custom Room AC Unit RecyclingAny | CEF2-CI-APR-RACUR |  | Miscellaneous | Custom | 0.33 | Units |  | 3 | [5 empty] | Custom | 0.3 |  |  |  | NA | 3 | 0.5 | 0.5 | 0.5 | 0 | 1.054 | 1.07 | 1.104
| 12362 | Prescriptive/Custom Steam Trap Repair/Replace | Low Pressure (≤15 psig) | Prescriptive/Custom Steam Trap Repair/ReplaceLow Pressure (≤15 psig) | Prescriptive/Custom Steam Trap Repair/ReplaceLow Pressure (≤15 psig) | CEF2-CI-HVAC-STRR |  | Miscellaneous | Custom | 0.33 | Units |  | 6 | [5 empty] | Custom | 0 |  |  |  | NA | 6 | 1 | 1 | 1 | 0 | 1.054 | 1.07 | 1.104
| 12363 | Prescriptive/Custom Steam Trap Repair/Replace | High Pressure (>15psig) | Prescriptive/Custom Steam Trap Repair/ReplaceHigh Pressure (>15psig) | Prescriptive/Custom Steam Trap Repair/ReplaceHigh Pressure (>15psig) | CEF2-CI-HVAC-STRR |  | Miscellaneous | Custom | 0.33 | Units |  | 6 | [5 empty] | Custom | 0 |  |  |  | NA | 6 | 1 | 1 | 1 | 0 | 1.054 | 1.07 | 1.104
| 12364 | Prescriptive/Custom Switched Reluctance Motors | On Single Stage Compressor | Prescriptive/Custom Switched Reluctance MotorsOn Single Stage Compressor | Prescriptive/Custom Switched Reluctance MotorsOn Single Stage Compressor | CEF2-CI-MD-SRM |  | Miscellaneous | Custom | 0.33 | Units |  | 12 | [5 empty] | Custom | 0.913 |  |  |  | NA | 12 | 1 | 1 | 1 | 0 | 1.054 | 1.07 | 1.104
| 12365 | Prescriptive/Custom Switched Reluctance Motors | On Single Two Stage Compressor | Prescriptive/Custom Switched Reluctance MotorsOn Single Two Stage Compressor | Prescriptive/Custom Switched Reluctance MotorsOn Single Two Stage Compressor | CEF2-CI-MD-SRM |  | Miscellaneous | Custom | 0.33 | Units |  | 12 | [5 empty] | Custom | 0.913 |  |  |  | NA | 12 | 1 | 1 | 1 | 0 | 1.054 | 1.07 | 1.104
| 12366 | Prescriptive/Custom Switched Reluctance Motors | On Variable Speed Compressor | Prescriptive/Custom Switched Reluctance MotorsOn Variable Speed Compressor | Prescriptive/Custom Switched Reluctance MotorsOn Variable Speed Compressor | CEF2-CI-MD-SRM |  | Miscellaneous | Custom | 0.33 | Units |  | 12 | [5 empty] | Custom | 0.913 |  |  |  | NA | 12 | 1 | 1 | 1 | 0 | 1.054 | 1.07 | 1.104
| 12367 | Prescriptive/Custom Tune-Up | AC | Prescriptive/Custom Tune-UpAC | Prescriptive/Custom Tune-UpAC | CEF2-CI-HVAC-MC |  | Miscellaneous | Custom | 0.33 | Units |  | 3 | [5 empty] | Custom | 0.478 |  |  |  | NA | 3 | 1 | 1 | 1 | #N/A | 1.054 | 1.07 | 1.104
| 20118 | Prescriptive/Custom VSD Air Compressor | Single shift | Prescriptive/Custom VSD Air CompressorSingle shift | Prescriptive/Custom VSD Air CompressorSingle shift | CEF2-CI-PRC-VSDAC |  | Miscellaneous | Custom | 0.33 | Units |  | 13 | [5 empty] | Custom | 0.59 |  |  |  | NA | 13 | 0.88 | 0.88 | 0.88 | 0 | 1.054 | 1.07 | 1.104
| 20119 | Prescriptive/Custom VSD Air Compressor | 2 - shift | Prescriptive/Custom VSD Air Compressor2 - shift | Prescriptive/Custom VSD Air Compressor2 - shift | CEF2-CI-PRC-VSDAC |  | Miscellaneous | Custom | 0.33 | Units |  | 13 | [5 empty] | Custom | 0.95 |  |  |  | NA | 13 | 0.88 | 0.88 | 0.88 | 0 | 1.054 | 1.07 | 1.104
| 20120 | Prescriptive/Custom VSD Air Compressor | 3 - shift | Prescriptive/Custom VSD Air Compressor3 - shift | Prescriptive/Custom VSD Air Compressor3 - shift | CEF2-CI-PRC-VSDAC |  | Miscellaneous | Custom | 0.33 | Units |  | 13 | [5 empty] | Custom | 0.95 |  |  |  | NA | 13 | 0.88 | 0.88 | 0.88 | 0 | 1.054 | 1.07 | 1.104
| 20121 | Prescriptive/Custom VSD Air Compressor | 4 - shift | Prescriptive/Custom VSD Air Compressor4 - shift | Prescriptive/Custom VSD Air Compressor4 - shift | CEF2-CI-PRC-VSDAC |  | Miscellaneous | Custom | 0.33 | Units |  | 13 | [5 empty] | Custom | 0.95 |  |  |  | NA | 13 | 0.88 | 0.88 | 0.88 | 0 | 1.054 | 1.07 | 1.104
HVAC Controls
Category Dropdown | Measure Number | Category | Sub-Category | Measure Lookup | Front End Measure Name | Measure Lookup2 | eTRM Measure Code | Utility Working Group ID | DNV Ref # | DNV Measure Name | End Use | Incentive Unit | Current Incentive | Quantity Unit | Secondary Unit (top) | Measure Life (Years) | Baseline Definition | Baseline Efficiency Value | Baseline Definition2 | Fuel Type | Baseline Min Efficiency | Baseline Min Efficiency 2 | Min Tons | Max Tons | Baseline Definition 2 | Baseline Efficiency Value 2 | Other Eff Unit | Other Base Value | Calc Type | CF | PDF | Energy Savings Factor | Demand Savings Factor | Hours | ESF_heating | ESF_cooling | LF | HVAC_e | HVAC_d | HVAC_ff | Secondary Unit (bottom) | ElecCoolSav | ElecHeatSav | FuelHeatSav | Eff_baseline | Eff_ee | NJ TRMBuildingType | TRMBuildingType | Space Type | PSEG Criteria - Def1 Unit | PSEG Criteria - Def1 Value | Tier | eTRM Equipment Type | eTRM Existing Equipment Type | EUL | RUL | ntgValue_kWh_2025 | ntgValue_therm_2025 | ntgValue_kWh_2026 | ntgValue_therm_2026 | ntgValue_KWh_2027 | ntgValue_therm_2027 | rr_kwh | rr_kw | rr_therms
Demand Control Ventilation | 12341 | Demand Control Ventilation | AC & Electric Heat | Demand Control VentilationAC & Electric Heat |  | Demand Control VentilationAC & Electric Heat | CEF2-CI-HVAC-DCV |  |  |  | HVAC | System | 2500 | Systems | Area | 10 | N/A | No Default | N/A |  |  | N/A | 0.01 | 999999 | N/A | N/A | N/A | N/A | DCV | 0 |  | 0.4 | [8 empty] | N/A | #N/A | #N/A | 0 |  |  |  | #N/A |  |  | N/A |  |  |  | 10 | 5 | 0.86 | 0.86 | 0.86 | 0.86 | 0.86 | 0.86 | 1.054 | 1.07 | 1.104
EC Motor - HVAC Blower Fan | 12342 | Demand Control Ventilation | AC & Gas Heat | Demand Control VentilationAC & Gas Heat |  | Demand Control VentilationAC & Gas Heat | CEF2-CI-HVAC-DCV |  |  |  | HVAC | System | 2500 | Systems | Area | 10 | N/A | No Default | N/A |  |  | N/A | 0.01 | 999999 | N/A | N/A | N/A | N/A | DCV | 0 |  | 0.4 | [8 empty] | N/A | #N/A | 0 | #N/A |  |  |  | #N/A |  |  | N/A |  |  |  | 10 | 5 | 0.86 | 0.86 | 0.86 | 0.86 | 0.86 | 0.86 | 1.054 | 1.07 | 1.104
EC Motor - Hydronic Pump | 12343 | Demand Control Ventilation | Heat Pump | Demand Control VentilationHeat Pump |  | Demand Control VentilationHeat Pump | CEF2-CI-HVAC-DCV |  |  |  | HVAC | System | 2500 | Systems | Area | 10 | N/A | No Default | N/A |  |  | N/A | 0.01 | 999999 | N/A | N/A | N/A | N/A | DCV | 0 |  | 0.4 | [8 empty] | N/A | #N/A | #N/A | 0 |  |  |  | #N/A |  |  | N/A |  |  |  | 10 | 5 | 0.86 | 0.86 | 0.86 | 0.86 | 0.86 | 0.86 | 1.054 | 1.07 | 1.104
Energy Recovery Ventilator | 11128 | EC Motor - HVAC Blower Fan | Shaded Pole | EC Motor - HVAC Blower Fan<1HP |  | EC Motor - HVAC Blower FanShaded Pole | CEF2-CI-HVAC-ECM |  | H-E-1121 |  | HVAC | Motors | 150 | Motors | Proposed HP | 5 | Motor Wattage | No Default | N/A |  |  | N/A | 0.01 | 999999 | N/A | N/A | N/A | N/A | ECMBlower | 0.8 |  | 0.4 |  |  |  |  | 0.9 |  |  |  | Existing HP | [6 empty] | #N/A |  | PSC Wattage | No Default |  | HVAC Fan Motor |  | 5 | 5 | 0.75 | 0.75 | 0.75 | 0.75 | 0.75 | 0.75 | 1.054 | 1.07 | 1.104
Heat Recovery Ventilator | 11128 | EC Motor - HVAC Blower Fan | Permanent Split Capacitor | EC Motor - HVAC Blower Fan<1HP |  | EC Motor - HVAC Blower FanPermanent Split Capacitor | CEF2-CI-HVAC-ECM |  | H-E-1121 |  | HVAC | Motors | 150 | Motors | Proposed HP | 5 | Motor Wattage | No Default | N/A |  |  | N/A | 0.01 | 999999 | N/A | N/A | N/A | N/A | ECMBlower | 0.8 |  | 0.5 |  |  |  |  | 0.9 |  |  |  | Existing HP | [6 empty] | #N/A |  | PSC Wattage | No Default |  | HVAC Fan Motor |  | 5 | 5 | 0.75 | 0.75 | 0.75 | 0.75 | 0.75 | 0.75 | 1.054 | 1.07 | 1.104
Hotel Room Occ Sensor | 11129 | EC Motor - HVAC Blower Fan | Shaded Pole | EC Motor - HVAC Blower Fan1HP |  | EC Motor - HVAC Blower FanShaded Pole | CEF2-CI-HVAC-ECM |  | H-E-1121 |  | HVAC | Motors | 150 | Motors | Proposed HP | 5 | Motor Wattage | No Default | N/A |  |  | N/A | 0.01 | 999999 | N/A | N/A | N/A | N/A | ECMBlower | 0.8 |  | 0.4 |  |  |  |  | 0.9 |  |  |  | Existing HP | [6 empty] | #N/A |  | PSC Wattage | No Default |  | HVAC Fan Motor |  | 5 | 5 | 0.75 | 0.75 | 0.75 | 0.75 | 0.75 | 0.75 | 1.054 | 1.07 | 1.104
Hotel Room Occ Sensor | 11129 | EC Motor - HVAC Blower Fan | Permanent Split Capacitor | EC Motor - HVAC Blower Fan1HP |  | EC Motor - HVAC Blower FanPermanent Split Capacitor | CEF2-CI-HVAC-ECM |  | H-E-1121 |  | HVAC | Motors | 150 | Motors | Proposed HP | 5 | Motor Wattage | No Default | N/A |  |  | N/A | 0.01 | 999999 | N/A | N/A | N/A | N/A | ECMBlower | 0.8 |  | 0.5 |  |  |  |  | 0.9 |  |  |  | Existing HP | [6 empty] | #N/A |  | PSC Wattage | No Default |  | HVAC Fan Motor |  | 5 | 5 | 0.75 | 0.75 | 0.75 | 0.75 | 0.75 | 0.75 | 1.054 | 1.07 | 1.104
Smart Thermostat - AC & Gas Heat | 11130 | EC Motor - HVAC Blower Fan | Shaded Pole | EC Motor - HVAC Blower Fan2 HP |  | EC Motor - HVAC Blower FanShaded Pole | CEF2-CI-HVAC-ECM |  | H-E-1121 |  | HVAC | Motors | 500 | Motors | Proposed HP | 5 | Motor Wattage | No Default | N/A |  |  | N/A | 0.01 | 999999 | N/A | N/A | N/A | N/A | ECMBlower | 0.8 |  | 0.4 |  |  |  |  | 0.9 |  |  |  | Existing HP | [6 empty] | #N/A |  | PSC Wattage | No Default |  | HVAC Fan Motor |  | 5 | 5 | 0.75 | 0.75 | 0.75 | 0.75 | 0.75 | 0.75 | 1.054 | 1.07 | 1.104
Smart Thermostat - AC & Gas Heat | 11130 | EC Motor - HVAC Blower Fan | Permanent Split Capacitor | EC Motor - HVAC Blower Fan2 HP |  | EC Motor - HVAC Blower FanPermanent Split Capacitor | CEF2-CI-HVAC-ECM |  | H-E-1121 |  | HVAC | Motors | 500 | Motors | Proposed HP | 5 | Motor Wattage | No Default | N/A |  |  | N/A | 0.01 | 999999 | N/A | N/A | N/A | N/A | ECMBlower | 0.8 |  | 0.5 |  |  |  |  | 0.9 |  |  |  | Existing HP | [6 empty] | #N/A |  | PSC Wattage | No Default |  | HVAC Fan Motor |  | 5 | 5 | 0.75 | 0.75 | 0.75 | 0.75 | 0.75 | 0.75 | 1.054 | 1.07 | 1.104
VFD | 11131 | EC Motor - HVAC Blower Fan | Shaded Pole | EC Motor - HVAC Blower Fan3-5 HP |  | EC Motor - HVAC Blower FanShaded Pole | CEF2-CI-HVAC-ECM |  | H-E-1121 |  | HVAC | Motors | 500 | Motors | Proposed HP | 5 | Motor Wattage | No Default | N/A |  |  | N/A | 0.01 | 999999 | N/A | N/A | N/A | N/A | ECMBlower | 0.8 |  | 0.4 |  |  |  |  | 0.9 |  |  |  | Existing HP | [6 empty] | #N/A |  | PSC Wattage | No Default |  | HVAC Fan Motor |  | 5 | 5 | 0.75 | 0.75 | 0.75 | 0.75 | 0.75 | 0.75 | 1.054 | 1.07 | 1.104
| 11131 | EC Motor - HVAC Blower Fan | Permanent Split Capacitor | EC Motor - HVAC Blower Fan3-5 HP |  | EC Motor - HVAC Blower FanPermanent Split Capacitor | CEF2-CI-HVAC-ECM | ECM-4 | H-E-1249 |  | HVAC | Motors | 500 | Motors | Proposed HP | 5 | Motor Wattage | No Default | N/A |  |  | N/A | 0.01 | 999999 | N/A | N/A | N/A | N/A | ECMBlower | 0.8 |  | 0.5 |  |  |  |  | 0.9 |  |  |  | Existing HP | [6 empty] | #N/A |  | PSC Wattage | No Default |  | HVAC Fan Motor |  | 5 | 5 | 0.75 | 0.75 | 0.75 | 0.75 | 0.75 | 0.75 | 1.054 | 1.07 | 1.104
| 11132 | EC Motor - HVAC Blower Fan | Shaded Pole | EC Motor - HVAC Blower Fan6-10 HP |  | EC Motor - HVAC Blower FanShaded Pole | CEF2-CI-HVAC-ECM | ECM-5 | H-E-1250 |  | HVAC | Motors | 500 | Motors | Proposed HP | 5 | Motor Wattage | No Default | N/A |  |  | N/A | 0.01 | 999999 | N/A | N/A | N/A | N/A | ECMBlower | 0.8 |  | 0.4 |  |  |  |  | 0.9 |  |  |  | Existing HP | [6 empty] | #N/A |  | PSC Wattage | No Default |  | HVAC Fan Motor |  | 5 | 5 | 0.75 | 0.75 | 0.75 | 0.75 | 0.75 | 0.75 | 1.054 | 1.07 | 1.104
| 11132 | EC Motor - HVAC Blower Fan | Permanent Split Capacitor | EC Motor - HVAC Blower Fan6-10 HP |  | EC Motor - HVAC Blower FanPermanent Split Capacitor | CEF2-CI-HVAC-ECM | ECM-5 | H-E-1250 |  | HVAC | Motors | 500 | Motors | Proposed HP | 5 | Motor Wattage | No Default | N/A |  |  | N/A | 0.01 | 999999 | N/A | N/A | N/A | N/A | ECMBlower | 0.8 |  | 0.5 |  |  |  |  | 0.9 |  |  |  | Existing HP | [6 empty] | #N/A |  | PSC Wattage | No Default |  | HVAC Fan Motor |  | 5 | 5 | 0.75 | 0.75 | 0.75 | 0.75 | 0.75 | 0.75 | 1.054 | 1.07 | 1.104
| 11133 | EC Motor - HVAC Blower Fan | Shaded Pole | EC Motor - HVAC Blower Fan11+ HP |  | EC Motor - HVAC Blower FanShaded Pole | CEF2-CI-HVAC-ECM | ECM-5 | H-E-1250 |  | HVAC | Motors | 750 | Motors | Proposed HP | 5 | Motor Wattage | No Default | N/A |  |  | N/A | 0.01 | 999999 | N/A | N/A | N/A | N/A | ECMBlower | 0.8 |  | 0.4 |  |  |  |  | 0.9 |  |  |  | Existing HP | [6 empty] | #N/A |  | PSC Wattage | No Default |  | HVAC Fan Motor |  | 5 | 5 | 0.75 | 0.75 | 0.75 | 0.75 | 0.75 | 0.75 | 1.054 | 1.07 | 1.104
| 11133 | EC Motor - HVAC Blower Fan | Permanent Split Capacitor | EC Motor - HVAC Blower Fan11+ HP |  | EC Motor - HVAC Blower FanPermanent Split Capacitor | CEF2-CI-HVAC-ECM |  |  |  | HVAC | Motors | 750 | Motors | Proposed HP | 5 | Motor Wattage | No Default | N/A |  |  | N/A | 0.01 | 999999 | N/A | N/A | N/A | N/A | ECMBlower | 0.8 |  | 0.5 |  |  |  |  | 0.9 |  |  |  | Existing HP | [6 empty] | #N/A |  | PSC Wattage | No Default |  | HVAC Fan Motor |  | 5 | 5 | 0.75 | 0.75 | 0.75 | 0.75 | 0.75 | 0.75 | 1.054 | 1.07 | 1.104
| 11134 | EC Motor - Hydronic Pump | Shaded Pole | EC Motor - Hydronic Pump<1HP |  | EC Motor - Hydronic PumpShaded Pole | CEF2-CI-HVAC-ECM | ECM-2 | H-E-1247 |  | HVAC | Motors | 150 | Motors | Proposed HP | 5 | Motor Wattage | No Default | N/A |  |  | N/A | 0.01 | 999999 | N/A | N/A | N/A | N/A | ECMHydro | 0.8 |  | 0.4 |  |  |  |  | 0.9 |  |  |  | Existing HP | [6 empty] | #N/A |  | PSC Wattage | No Default |  | Heating Pump |  | 5 | 5 | 0.75 | 0.75 | 0.75 | 0.75 | 0.75 | 0.75 | 1.054 | 1.07 | 1.104
| 11134 | EC Motor - Hydronic Pump | Permanent Split Capacitor | EC Motor - Hydronic Pump<1HP |  | EC Motor - Hydronic PumpPermanent Split Capacitor | CEF2-CI-HVAC-ECM | ECM-2 | H-E-1247 |  | HVAC | Motors | 150 | Motors | Proposed HP | 5 | Motor Wattage | No Default | N/A |  |  | N/A | 0.01 | 999999 | N/A | N/A | N/A | N/A | ECMHydro | 0.8 |  | 0.5 |  |  |  |  | 0.9 |  |  |  | Existing HP | [6 empty] | #N/A |  | PSC Wattage | No Default |  | Heating Pump |  | 5 | 5 | 0.75 | 0.75 | 0.75 | 0.75 | 0.75 | 0.75 | 1.054 | 1.07 | 1.104
| 11135 | EC Motor - Hydronic Pump | Shaded Pole | EC Motor - Hydronic Pump1HP |  | EC Motor - Hydronic PumpShaded Pole | CEF2-CI-HVAC-ECM | ECM-2 | H-E-1247 |  | HVAC | Motors | 150 | Motors | Proposed HP | 5 | Motor Wattage | No Default | N/A |  |  | N/A | 0.01 | 999999 | N/A | N/A | N/A | N/A | ECMHydro | 0.8 |  | 0.4 |  |  |  |  | 0.9 |  |  |  | Existing HP | [6 empty] | #N/A |  | PSC Wattage | No Default |  | Heating Pump |  | 5 | 5 | 0.75 | 0.75 | 0.75 | 0.75 | 0.75 | 0.75 | 1.054 | 1.07 | 1.104
| 11135 | EC Motor - Hydronic Pump | Permanent Split Capacitor | EC Motor - Hydronic Pump1HP |  | EC Motor - Hydronic PumpPermanent Split Capacitor | CEF2-CI-HVAC-ECM | ECM-1 | H-E-1246 |  | HVAC | Motors | 150 | Motors | Proposed HP | 5 | Motor Wattage | No Default | N/A |  |  | N/A | 0.01 | 999999 | N/A | N/A | N/A | N/A | ECMHydro | 0.8 |  | 0.5 |  |  |  |  | 0.9 |  |  |  | Existing HP | [6 empty] | #N/A |  | PSC Wattage | No Default |  | Heating Pump |  | 5 | 5 | 0.75 | 0.75 | 0.75 | 0.75 | 0.75 | 0.75 | 1.054 | 1.07 | 1.104
| 11136 | EC Motor - Hydronic Pump | Shaded Pole | EC Motor - Hydronic Pump2 HP |  | EC Motor - Hydronic PumpShaded Pole | CEF2-CI-HVAC-ECM | ECM-1 | H-E-1246 |  | HVAC | Motors | 500 | Motors | Proposed HP | 5 | Motor Wattage | No Default | N/A |  |  | N/A | 0.01 | 999999 | N/A | N/A | N/A | N/A | ECMHydro | 0.8 |  | 0.4 |  |  |  |  | 0.9 |  |  |  | Existing HP | [6 empty] | #N/A |  | PSC Wattage | No Default |  | Heating Pump |  | 5 | 5 | 0.75 | 0.75 | 0.75 | 0.75 | 0.75 | 0.75 | 1.054 | 1.07 | 1.104
| 11136 | EC Motor - Hydronic Pump | Permanent Split Capacitor | EC Motor - Hydronic Pump2 HP |  | EC Motor - Hydronic PumpPermanent Split Capacitor | CEF2-CI-HVAC-ECM | ECM-1 | H-E-1246 |  | HVAC | Motors | 500 | Motors | Proposed HP | 5 | Motor Wattage | No Default | N/A |  |  | N/A | 0.01 | 999999 | N/A | N/A | N/A | N/A | ECMHydro | 0.8 |  | 0.5 |  |  |  |  | 0.9 |  |  |  | Existing HP | [6 empty] | #N/A |  | PSC Wattage | No Default |  | Heating Pump |  | 5 | 5 | 0.75 | 0.75 | 0.75 | 0.75 | 0.75 | 0.75 | 1.054 | 1.07 | 1.104
| 11137 | EC Motor - Hydronic Pump | Shaded Pole | EC Motor - Hydronic Pump3-5 HP |  | EC Motor - Hydronic PumpShaded Pole | CEF2-CI-HVAC-ECM | ECM-6 | H-E-1251 |  | HVAC | Motors | 500 | Motors | Proposed HP | 5 | Motor Wattage | No Default | N/A |  |  | N/A | 0.01 | 999999 | N/A | N/A | N/A | N/A | ECMHydro | 0.8 |  | 0.4 |  |  |  |  | 0.9 |  |  |  | Existing HP | [6 empty] | #N/A |  | PSC Wattage | No Default |  | Heating Pump |  | 5 | 5 | 0.75 | 0.75 | 0.75 | 0.75 | 0.75 | 0.75 | 1.054 | 1.07 | 1.104
| 11137 | EC Motor - Hydronic Pump | Permanent Split Capacitor | EC Motor - Hydronic Pump3-5 HP |  | EC Motor - Hydronic PumpPermanent Split Capacitor | CEF2-CI-HVAC-ECM | ECM-6 | H-E-1251 |  | HVAC | Motors | 500 | Motors | Proposed HP | 5 | Motor Wattage | No Default | N/A |  |  | N/A | 0.01 | 999999 | N/A | N/A | N/A | N/A | ECMHydro | 0.8 |  | 0.5 |  |  |  |  | 0.9 |  |  |  | Existing HP | [6 empty] | #N/A |  | PSC Wattage | No Default |  | Heating Pump |  | 5 | 5 | 0.75 | 0.75 | 0.75 | 0.75 | 0.75 | 0.75 | 1.054 | 1.07 | 1.104
| 11138 | EC Motor - Hydronic Pump | Shaded Pole | EC Motor - Hydronic Pump6-10 HP |  | EC Motor - Hydronic PumpShaded Pole | CEF2-CI-HVAC-ECM | ECM-3 | H-E-1248 |  | HVAC | Motors | 500 | Motors | Proposed HP | 5 | Motor Wattage | No Default | N/A |  |  | N/A | 0.01 | 999999 | N/A | N/A | N/A | N/A | ECMHydro | 0.8 |  | 0.4 |  |  |  |  | 0.9 |  |  |  | Existing HP | [6 empty] | #N/A |  | PSC Wattage | No Default |  | Heating Pump |  | 5 | 5 | 0.75 | 0.75 | 0.75 | 0.75 | 0.75 | 0.75 | 1.054 | 1.07 | 1.104
| 11138 | EC Motor - Hydronic Pump | Permanent Split Capacitor | EC Motor - Hydronic Pump6-10 HP |  | EC Motor - Hydronic PumpPermanent Split Capacitor | CEF2-CI-HVAC-ECM | ECM-3 | H-E-1248 |  | HVAC | Motors | 500 | Motors | Proposed HP | 5 | Motor Wattage | No Default | N/A |  |  | N/A | 0.01 | 999999 | N/A | N/A | N/A | N/A | ECMHydro | 0.8 |  | 0.5 |  |  |  |  | 0.9 |  |  |  | Existing HP | [6 empty] | #N/A |  | PSC Wattage | No Default |  | Heating Pump |  | 5 | 5 | 0.75 | 0.75 | 0.75 | 0.75 | 0.75 | 0.75 | 1.054 | 1.07 | 1.104
| 11139 | EC Motor - Hydronic Pump | Shaded Pole | EC Motor - Hydronic Pump11+ HP |  | EC Motor - Hydronic PumpShaded Pole | CEF2-CI-HVAC-ECM | ECM-3 | H-E-1248 |  | HVAC | Motors | 750 | Motors | Proposed HP | 5 | Motor Wattage | No Default | N/A |  |  | N/A | 0.01 | 999999 | N/A | N/A | N/A | N/A | ECMHydro | 0.8 |  | 0.4 |  |  |  |  | 0.9 |  |  |  | Existing HP | [6 empty] | #N/A |  | PSC Wattage | No Default |  | Heating Pump |  | 5 | 5 | 0.75 | 0.75 | 0.75 | 0.75 | 0.75 | 0.75 | 1.054 | 1.07 | 1.104
| 11139 | EC Motor - Hydronic Pump | Permanent Split Capacitor | EC Motor - Hydronic Pump11+ HP |  | EC Motor - Hydronic PumpPermanent Split Capacitor | CEF2-CI-HVAC-ECM | ECM-4 | H-E-1249 |  | HVAC | Motors | 750 | Motors | Proposed HP | 5 | Motor Wattage | No Default | N/A |  |  | N/A | 0.01 | 999999 | N/A | N/A | N/A | N/A | ECMHydro | 0.8 |  | 0.5 |  |  |  |  | 0.9 |  |  |  | Existing HP | [6 empty] | #N/A |  | PSC Wattage | No Default |  | Heating Pump |  | 5 | 5 | 0.75 | 0.75 | 0.75 | 0.75 | 0.75 | 0.75 | 1.054 | 1.07 | 1.104
| 12346 | Energy Recovery Ventilator | Existing System | Energy Recovery VentilatorExisting System |  | Energy Recovery VentilatorExisting System | CEF2-CI-HVAC-HERV |  |  |  | HVAC | CFM | 8 | Units | Sensible Effectiveness | 14 | CFM | N/A | Fan HP |  |  | N/A | 0.01 | 999999 | N/A | N/A | N/A | N/A | ERV | 0.65 |  | 0.7 | 0.04 |  | 4953 | 1820 | 0.92 |  |  |  | Total Effectiveness | 13.4 | 0 | 0 | 10.8 |  |  | #N/A |  | N/A | N/A |  | Energy Recovery Ventilator |  | 14 |  | 0.64 | 0.64 | 0.64 | 0.64 | 0.64 | 0.64 | 1.054 | 1.07 | 1.104
| 12347 | Energy Recovery Ventilator | New System | Energy Recovery VentilatorNew System |  | Energy Recovery VentilatorNew System | CEF2-CI-HVAC-HERV |  |  |  | HVAC | CFM | 8 | Units | Sensible Effectiveness | 14 | CFM | N/A | Fan HP |  |  | N/A | 0.01 | 999999 | N/A | N/A | N/A | N/A | ERV | 0.65 |  | 0.7 | 0.03 |  | 4953 | 1820 | 0.92 |  |  |  | Total Effectiveness | 13.4 | 0 | 0 | 10.8 |  |  | #N/A |  | N/A | N/A |  | Energy Recovery Ventilator |  | 14 |  | 0.64 | 0.64 | 0.64 | 0.64 | 0.64 | 0.64 | 1.054 | 1.07 | 1.104
| 12348 | Heat Recovery Ventilator | Existing System | Heat Recovery VentilatorExisting System |  | Heat Recovery VentilatorExisting System | CEF2-CI-HVAC-HERV |  |  |  | HVAC | CFM | 8 | Units | Sensible Effectiveness | 14 | CFM | N/A | Fan HP |  |  | N/A | 0.01 | 999999 | N/A | N/A | N/A | N/A | HRV | 0.65 |  | 0.7 | 0.04 |  | 4953 | 1820 | 0.92 |  |  |  | N/A | 13.4 | 0 | 0 | 10.8 |  |  | #N/A |  | N/A | N/A |  | Heat Recovery Ventilator |  | 14 |  | 0.64 | 0.64 | 0.64 | 0.64 | 0.64 | 0.64 | 1.054 | 1.07 | 1.104
| 12349 | Heat Recovery Ventilator | New System | Heat Recovery VentilatorNew System |  | Heat Recovery VentilatorNew System | CEF2-CI-HVAC-HERV |  |  |  | HVAC | CFM | 8 | Units | Sensible Effectiveness | 14 | CFM | N/A | Fan HP |  |  | N/A | 0.01 | 999999 | N/A | N/A | N/A | N/A | HRV | 0.65 |  | 0.7 | 0.03 |  | 4953 | 1820 | 0.92 |  |  |  | N/A | 13.4 | 0 | 0 | 10.8 |  |  | #N/A |  | N/A | N/A |  | Heat Recovery Ventilator |  | 14 |  | 0.64 | 0.64 | 0.64 | 0.64 | 0.64 | 0.64 | 1.054 | 1.07 | 1.104
| 12095 | Hotel Room Occ Sensor | PTAC w/ Elec Res Heat | Hotel Room Occ SensorPTAC w/ Elec Res Heat |  | Hotel Room Occ SensorPTAC w/ Elec Res Heat | CEF2-CI-HVAC-GREMS | MISC-18 | H-E-1112 | Hotel Guest Room Occupancy Sensor - Electric Only | HVAC | Sensors | 125 | Sensors | Cooling Load (tons) | 5 | EER | N/A | COP | Electric |  | N/A | 0.01 | 999999 | N/A | N/A | N/A | N/A | OccSen | 0.65 |  |  |  |  | 923 | 2979 |  |  |  |  | Heating Btu/hr | [6 empty] | Hotel |  | N/A | N/A | Electric | PTAC w/Elec Res Heat |  | 5 |  | 0.8 | 0.8 | 0.8 | 0.8 | 0.8 | 0.8 | 1.054 | 1.07 | 1.104
| 12096 | Hotel Room Occ Sensor | PTAC w/ Gas Heat | Hotel Room Occ SensorPTAC w/ Gas Heat |  | Hotel Room Occ SensorPTAC w/ Gas Heat | CEF2-CI-HVAC-GREMS | MISC-18 | H-G-1022 | Hotel Guest Room Occupancy Sensor - Gas Only | HVAC | Sensors | 125 | Sensors | Cooling Load (tons) | 5 | EER | N/A | AFUE | Fuel |  | N/A | 0.01 | 999999 | N/A | N/A | N/A | N/A | OccSen | 0.65 |  |  |  |  | 923 | 2979 |  |  |  |  | Heating Btu/hr | [6 empty] | Hotel |  | N/A | N/A | Gas | PTAC w/ Gas Heat |  | 5 |  | 0.8 | 0.8 | 0.8 | 0.8 | 0.8 | 0.8 | 1.054 | 1.07 | 1.104
| 12097 | Hotel Room Occ Sensor | PTHP | Hotel Room Occ SensorPTHP |  | Hotel Room Occ SensorPTHP | CEF2-CI-HVAC-GREMS | MISC-18 | H-E-1112 | Hotel Guest Room Occupancy Sensor - Electric Only | HVAC | Sensors | 125 | Sensors | Cooling Load (tons) | 5 | EER | N/A | COP | Fuel |  | N/A | 0.01 | 999999 | N/A | N/A | N/A | N/A | OccSen | 0.65 |  |  |  |  | 923 | 2979 |  |  |  |  | Heating Btu/hr | [6 empty] | Hotel |  | N/A | N/A | Electric | PTHP |  | 5 |  | 0.8 | 0.8 | 0.8 | 0.8 | 0.8 | 0.8 | 1.054 | 1.07 | 1.104
| 12098 | Hotel Room Occ Sensor | Central Hot Water Fan Coil w/ Elec Res Heat | Hotel Room Occ SensorCentral Hot Water Fan Coil w/ Elec Res Heat |  | Hotel Room Occ SensorCentral Hot Water Fan Coil w/ Elec Res Heat | CEF2-CI-HVAC-GREMS | MISC-18 | H-E-1112 | Hotel Guest Room Occupancy Sensor - Electric Only | HVAC | Sensors | 125 | Sensors | Cooling Load (tons) | 5 | EER | N/A | COP | Electric |  | N/A | 0.01 | 999999 | N/A | N/A | N/A | N/A | OccSen | 0.65 |  |  |  |  | 923 | 2979 |  |  |  |  | Heating Btu/hr | [6 empty] | Hotel |  | N/A | N/A | Electric | Central Hot Water Fan Coil w/Elec Res Heat |  | 5 |  | 0.8 | 0.8 | 0.8 | 0.8 | 0.8 | 0.8 | 1.054 | 1.07 | 1.104
| 12099 | Hotel Room Occ Sensor | Central Hot Water Fan Coil w/ Gas Heat | Hotel Room Occ SensorCentral Hot Water Fan Coil w/ Gas Heat |  | Hotel Room Occ SensorCentral Hot Water Fan Coil w/ Gas Heat | CEF2-CI-HVAC-GREMS | MISC-18 | H-G-1022 | Hotel Guest Room Occupancy Sensor - Gas Only | HVAC | Sensors | 125 | Sensors | Cooling Load (tons) | 5 | EER | N/A | AFUE | Fuel |  | N/A | 0.01 | 999999 | N/A | N/A | N/A | N/A | OccSen | 0.65 |  |  |  |  | 923 | 2979 |  |  |  |  | Heating Btu/hr | [6 empty] | Hotel |  | N/A | N/A | Gas | Central Hot Water Fan Coil w/ Gas Heat |  | 5 |  | 0.8 | 0.8 | 0.8 | 0.8 | 0.8 | 0.8 | 1.054 | 1.07 | 1.104
| 12291 | Motel Room Occ Sensor | PTAC w/ Elec Res Heat | Motel Room Occ SensorPTAC w/ Elec Res Heat |  | Motel Room Occ SensorPTAC w/ Elec Res Heat | CEF2-CI-HVAC-GREMS |  | H-E-1112 | Hotel Guest Room Occupancy Sensor - Electric Only | HVAC | Sensors | 125 | Sensors | Cooling Load (tons) | 5 | EER | N/A | COP | Electric |  | N/A | 0.01 | 999999 | N/A | N/A | N/A | N/A | OccSen | 0.65 |  |  |  |  | 437 | 1022 |  |  |  |  | Heating Btu/hr | [6 empty] | Lodging - Motel |  | N/A | N/A | Electric | PTAC w/Elec Res Heat |  | 5 |  | 0.8 | 0.8 | 0.8 | 0.8 | 0.8 | 0.8 | 1.054 | 1.07 | 1.104
| 12292 | Motel Room Occ Sensor | PTAC w/ Gas Heat | Motel Room Occ SensorPTAC w/ Gas Heat |  | Motel Room Occ SensorPTAC w/ Gas Heat | CEF2-CI-HVAC-GREMS |  | H-G-1022 | Hotel Guest Room Occupancy Sensor - Gas Only | HVAC | Sensors | 125 | Sensors | Cooling Load (tons) | 5 | EER | N/A | AFUE | Fuel |  | N/A | 0.01 | 999999 | N/A | N/A | N/A | N/A | OccSen | 0.65 |  |  |  |  | 437 | 1022 |  |  |  |  | Heating Btu/hr | [6 empty] | Lodging - Motel |  | N/A | N/A | Gas | PTAC w/ Gas Heat |  | 5 |  | 0.8 | 0.8 | 0.8 | 0.8 | 0.8 | 0.8 | 1.054 | 1.07 | 1.104
| 12293 | Motel Room Occ Sensor | PTHP | Motel Room Occ SensorPTHP |  | Motel Room Occ SensorPTHP | CEF2-CI-HVAC-GREMS |  | H-E-1112 | Hotel Guest Room Occupancy Sensor - Electric Only | HVAC | Sensors | 125 | Sensors | Cooling Load (tons) | 5 | EER | N/A | COP | Fuel |  | N/A | 0.01 | 999999 | N/A | N/A | N/A | N/A | OccSen | 0.65 |  |  |  |  | 437 | 1022 |  |  |  |  | Heating Btu/hr | [6 empty] | Lodging - Motel |  | N/A | N/A | Electric | PTHP |  | 5 |  | 0.8 | 0.8 | 0.8 | 0.8 | 0.8 | 0.8 | 1.054 | 1.07 | 1.104
| 12141 | Smart Thermostat - AC & Elec Heat | Existing Man. T-Stat | Smart Thermostat - AC & Elec HeatExisting Man. T-Stat | Smart Thermostat Electric AC & Heat | Smart Thermostat - AC & Elec HeatExisting Man. T-Stat | CEF2-CI-HVAC-ST | HVAC-88 | H-E-1266 | Smart Thermostat Electric AC & Heat | Plug Loads | Thermostats | 150 | Thermostats | Cooling (kBTU/hr) | 7.5 | SEER2/IEER | No Default | HSPF2 | Electric Resistance |  | No Default | 0.01 | 999999 | HSPF2 | No Default | N/A | N/A | STAT | [5 empty] | Missing Project Inputs | Missing Project Inputs |  |  |  |  | Heating (kBTU/hr) | 0.05 | 0.04 | 0 |  |  | #N/A | #N/A | FALSE | SEER2/IEER | No Default | Electric | Manual Thermostat |  | 7.5 |  | 0.79 | 0.77 | 0.79 | 0.77 | 0.79 | 0.77 | 1.054 | 1.07 | 1.104
| 12142 | Smart Thermostat - AC & Elec Heat | Existing Prog. T-Stat | Smart Thermostat - AC & Elec HeatExisting Prog. T-Stat | Smart Thermostat Electric AC & Heat | Smart Thermostat - AC & Elec HeatExisting Prog. T-Stat | CEF2-CI-HVAC-ST | HVAC-88 | H-E-1266 | Smart Thermostat Electric AC & Heat | Plug Loads | Thermostats | 150 | Thermostats | Cooling (kBTU/hr) | 7.5 | SEER2/IEER | No Default | HSPF2 | Electric Resistance |  | No Default | 0.01 | 999999 | HSPF2 | No Default | N/A | N/A | STAT | [5 empty] | Missing Project Inputs | Missing Project Inputs |  |  |  |  | Heating (kBTU/hr) | 0.03 | 0.02 | 0 |  |  | #N/A | #N/A | FALSE | SEER2/IEER | No Default | Electric | Programmable Thermostat |  | 7.5 |  | 0.79 | 0.77 | 0.79 | 0.77 | 0.79 | 0.77 | 1.054 | 1.07 | 1.104
| 12139 | Smart Thermostat - AC & Gas Heat | Existing Man. T-Stat | Smart Thermostat - AC & Gas HeatExisting Man. T-Stat | Smart Thermostat Electric AC & Gas Heat | Smart Thermostat - AC & Gas HeatExisting Man. T-Stat | CEF2-CI-HVAC-ST | HVAC-88 | H-G-1041 | Smart Thermostat Electric AC & Gas Heat | Plug Loads | Thermostats | 150 | Thermostats | Cooling (kBTU/hr) | 7.5 | SEER2/IEER | No Default | AFUE | Other |  | No Default | 0.01 | 999999 | AFUE | No Default | N/A | N/A | STAT | [5 empty] | Missing Project Inputs | Missing Project Inputs |  |  |  |  | Heating (kBTU/hr) | 0.05 | 0 | 0.05 |  |  | #N/A | #N/A | FALSE | SEER2/IEER | No Default | Gas | Manual Thermostat |  | 7.5 |  | 0.79 | 0.77 | 0.79 | 0.77 | 0.79 | 0.77 | 1.054 | 1.07 | 1.104
| 12140 | Smart Thermostat - AC & Gas Heat | Existing Prog. T-Stat | Smart Thermostat - AC & Gas HeatExisting Prog. T-Stat | Smart Thermostat Electric AC & Gas Heat | Smart Thermostat - AC & Gas HeatExisting Prog. T-Stat | CEF2-CI-HVAC-ST | HVAC-88 | H-G-1041 | Smart Thermostat Electric AC & Gas Heat | Plug Loads | Thermostats | 150 | Thermostats | Cooling (kBTU/hr) | 7.5 | SEER2/IEER | No Default | AFUE | Other |  | No Default | 0.01 | 999999 | AFUE | No Default | N/A | N/A | STAT | [5 empty] | Missing Project Inputs | Missing Project Inputs |  |  |  |  | Heating (kBTU/hr) | 0.03 | 0 | 0.02 |  |  | #N/A | #N/A | FALSE | SEER2/IEER | No Default | Gas | Programmable Thermostat |  | 7.5 |  | 0.79 | 0.77 | 0.79 | 0.77 | 0.79 | 0.77 | 1.054 | 1.07 | 1.104
| 11140 | VFD | Chilled Water Pump ≤200 | VFD≤2 HP Chilled Water Pump |  | VFDChilled Water Pump ≤200 | CEF2-CI-MD-VFD | VFD-97 | H-E-1161 | Chilled Water or Condenser Water Pump VFD - ≤2 HP | VFDs | Drives | 1000 | Drives | HP | 15 | N/A | N/A | N/A |  |  | N/A | 0.01 | 200 | N/A | N/A | N/A | N/A | VFD | [7 empty] | 0.79 |  |  |  | Motor Eff | [6 empty] | #N/A |  | N/A | N/A |  | Chilled Water Pumps |  | 15 |  | 0.65 | 0.65 | 0.65 | 0.65 | 0.65 | 0.65 | 1.054 | 1.07 | 1.104
| 11141 | VFD | Chilled Water Pump ≤200 | VFD3 HP Chilled Water Pump |  | VFDChilled Water Pump ≤200 | CEF2-CI-MD-VFD | VFD-98 | H-E-1162 | Chilled Water or Condenser Water Pump VFD - 3 HP | VFDs | Drives | 1000 | Drives | HP | 15 | N/A | N/A | N/A |  |  | N/A | 0.01 | 200 | N/A | N/A | N/A | N/A | VFD | [7 empty] | 0.79 |  |  |  | Motor Eff | [6 empty] | #N/A |  | N/A | N/A |  | Chilled Water Pumps |  | 15 |  | 0.65 | 0.65 | 0.65 | 0.65 | 0.65 | 0.65 | 1.054 | 1.07 | 1.104
| 11142 | VFD | Chilled Water Pump ≤200 | VFD4 HP Chilled Water Pump |  | VFDChilled Water Pump ≤200 | CEF2-CI-MD-VFD | VFD-99 | H-E-1163 | Chilled Water or Condenser Water Pump VFD - 4 HP | VFDs | Drives | 1000 | Drives | HP | 15 | N/A | N/A | N/A |  |  | N/A | 0.01 | 200 | N/A | N/A | N/A | N/A | VFD | [7 empty] | 0.79 |  |  |  | Motor Eff | [6 empty] | #N/A |  | N/A | N/A |  | Chilled Water Pumps |  | 15 |  | 0.65 | 0.65 | 0.65 | 0.65 | 0.65 | 0.65 | 1.054 | 1.07 | 1.104
| 11143 | VFD | Chilled Water Pump ≤200 | VFD5 HP Chilled Water Pump |  | VFDChilled Water Pump ≤200 | CEF2-CI-MD-VFD | VFD-100 | H-E-1164 | Chilled Water or Condenser Water Pump VFD - 5 HP | VFDs | Drives | 1000 | Drives | HP | 15 | N/A | N/A | N/A |  |  | N/A | 0.01 | 200 | N/A | N/A | N/A | N/A | VFD | [7 empty] | 0.79 |  |  |  | Motor Eff | [6 empty] | #N/A |  | N/A | N/A |  | Chilled Water Pumps |  | 15 |  | 0.65 | 0.65 | 0.65 | 0.65 | 0.65 | 0.65 | 1.054 | 1.07 | 1.104
| 11144 | VFD | Chilled Water Pump ≤200 | VFD7.5 HP Chilled Water Pump |  | VFDChilled Water Pump ≤200 | CEF2-CI-MD-VFD | VFD-101 | H-E-1165 | Chilled Water or Condenser Water Pump VFD - 7.5 HP | VFDs | Drives | 1000 | Drives | HP | 15 | N/A | N/A | N/A |  |  | N/A | 0.01 | 200 | N/A | N/A | N/A | N/A | VFD | [7 empty] | 0.79 |  |  |  | Motor Eff | [6 empty] | #N/A |  | N/A | N/A |  | Chilled Water Pumps |  | 15 |  | 0.65 | 0.65 | 0.65 | 0.65 | 0.65 | 0.65 | 1.054 | 1.07 | 1.104
| 11145 | VFD | Chilled Water Pump ≤200 | VFD10 HP Chilled Water Pump |  | VFDChilled Water Pump ≤200 | CEF2-CI-MD-VFD | VFD-102 | H-E-1166 | Chilled Water or Condenser Water Pump VFD - 10 HP | VFDs | Drives | 1000 | Drives | HP | 15 | N/A | N/A | N/A |  |  | N/A | 0.01 | 200 | N/A | N/A | N/A | N/A | VFD | [7 empty] | 0.79 |  |  |  | Motor Eff | [6 empty] | #N/A |  | N/A | N/A |  | Chilled Water Pumps |  | 15 |  | 0.65 | 0.65 | 0.65 | 0.65 | 0.65 | 0.65 | 1.054 | 1.07 | 1.104
| 11146 | VFD | Chilled Water Pump ≤200 | VFD15 HP Chilled Water Pump |  | VFDChilled Water Pump ≤200 | CEF2-CI-MD-VFD | VFD-103 | H-E-1167 | Chilled Water or Condenser Water Pump VFD - 15 HP | VFDs | Drives | 2500 | Drives | HP | 15 | N/A | N/A | N/A |  |  | N/A | 0.01 | 200 | N/A | N/A | N/A | N/A | VFD | [7 empty] | 0.79 |  |  |  | Motor Eff | [6 empty] | #N/A |  | N/A | N/A |  | Chilled Water Pumps |  | 15 |  | 0.65 | 0.65 | 0.65 | 0.65 | 0.65 | 0.65 | 1.054 | 1.07 | 1.104
| 11147 | VFD | Chilled Water Pump ≤200 | VFD20 HP Chilled Water Pump |  | VFDChilled Water Pump ≤200 | CEF2-CI-MD-VFD | VFD-104 | H-E-1168 | Chilled Water or Condenser Water Pump VFD - 20 HP | VFDs | Drives | 2500 | Drives | HP | 15 | N/A | N/A | N/A |  |  | N/A | 0.01 | 200 | N/A | N/A | N/A | N/A | VFD | [7 empty] | 0.79 |  |  |  | Motor Eff | [6 empty] | #N/A |  | N/A | N/A |  | Chilled Water Pumps |  | 15 |  | 0.65 | 0.65 | 0.65 | 0.65 | 0.65 | 0.65 | 1.054 | 1.07 | 1.104
| 11148 | VFD | Chilled Water Pump ≤200 | VFD25 HP Chilled Water Pump |  | VFDChilled Water Pump ≤200 | CEF2-CI-MD-VFD | VFD-105 | H-E-1169 | Chilled Water or Condenser Water Pump VFD - 25 HP | VFDs | Drives | 2500 | Drives | HP | 15 | N/A | N/A | N/A |  |  | N/A | 0.01 | 200 | N/A | N/A | N/A | N/A | VFD | [7 empty] | 0.79 |  |  |  | Motor Eff | [6 empty] | #N/A |  | N/A | N/A |  | Chilled Water Pumps |  | 15 |  | 0.65 | 0.65 | 0.65 | 0.65 | 0.65 | 0.65 | 1.054 | 1.07 | 1.104
| 11149 | VFD | Chilled Water Pump ≤200 | VFD30 HP Chilled Water Pump |  | VFDChilled Water Pump ≤200 | CEF2-CI-MD-VFD | VFD-106 | H-E-1170 | Chilled Water or Condenser Water Pump VFD - 30 HP | VFDs | Drives | 2500 | Drives | HP | 15 | N/A | N/A | N/A |  |  | N/A | 0.01 | 200 | N/A | N/A | N/A | N/A | VFD | [7 empty] | 0.79 |  |  |  | Motor Eff | [6 empty] | #N/A |  | N/A | N/A |  | Chilled Water Pumps |  | 15 |  | 0.65 | 0.65 | 0.65 | 0.65 | 0.65 | 0.65 | 1.054 | 1.07 | 1.104
| 11150 | VFD | Chilled Water Pump ≤200 | VFD40 HP Chilled Water Pump |  | VFDChilled Water Pump ≤200 | CEF2-CI-MD-VFD | VFD-107 | H-E-1171 | Chilled Water or Condenser Water Pump VFD - 40 HP | VFDs | Drives | 2500 | Drives | HP | 15 | N/A | N/A | N/A |  |  | N/A | 0.01 | 200 | N/A | N/A | N/A | N/A | VFD | [7 empty] | 0.79 |  |  |  | Motor Eff | [6 empty] | #N/A |  | N/A | N/A |  | Chilled Water Pumps |  | 15 |  | 0.65 | 0.65 | 0.65 | 0.65 | 0.65 | 0.65 | 1.054 | 1.07 | 1.104
| 11151 | VFD | Chilled Water Pump ≤200 | VFD50 HP Chilled Water Pump |  | VFDChilled Water Pump ≤200 | CEF2-CI-MD-VFD | VFD-108 | H-E-1172 | Chilled Water or Condenser Water Pump VFD - 50 HP | VFDs | Drives | 2500 | Drives | HP | 15 | N/A | N/A | N/A |  |  | N/A | 0.01 | 200 | N/A | N/A | N/A | N/A | VFD | [7 empty] | 0.79 |  |  |  | Motor Eff | [6 empty] | #N/A |  | N/A | N/A |  | Chilled Water Pumps |  | 15 |  | 0.65 | 0.65 | 0.65 | 0.65 | 0.65 | 0.65 | 1.054 | 1.07 | 1.104
| 11152 | VFD | Chilled Water Pump ≤200 | VFD60 HP Chilled Water Pump |  | VFDChilled Water Pump ≤200 | CEF2-CI-MD-VFD | VFD-109 | H-E-1173 | Chilled Water or Condenser Water Pump VFD - 60 HP | VFDs | Drives | 5000 | Drives | HP | 15 | N/A | N/A | N/A |  |  | N/A | 0.01 | 200 | N/A | N/A | N/A | N/A | VFD | [7 empty] | 0.79 |  |  |  | Motor Eff | [6 empty] | #N/A |  | N/A | N/A |  | Chilled Water Pumps |  | 15 |  | 0.65 | 0.65 | 0.65 | 0.65 | 0.65 | 0.65 | 1.054 | 1.07 | 1.104
| 11153 | VFD | Chilled Water Pump ≤200 | VFD75 HP Chilled Water Pump |  | VFDChilled Water Pump ≤200 | CEF2-CI-MD-VFD | VFD-110 | H-E-1174 | Chilled Water or Condenser Water Pump VFD - 75 HP | VFDs | Drives | 5000 | Drives | HP | 15 | N/A | N/A | N/A |  |  | N/A | 0.01 | 200 | N/A | N/A | N/A | N/A | VFD | [7 empty] | 0.79 |  |  |  | Motor Eff | [6 empty] | #N/A |  | N/A | N/A |  | Chilled Water Pumps |  | 15 |  | 0.65 | 0.65 | 0.65 | 0.65 | 0.65 | 0.65 | 1.054 | 1.07 | 1.104
| 11154 | VFD | Chilled Water Pump ≤200 | VFD100 HP Chilled Water Pump |  | VFDChilled Water Pump ≤200 | CEF2-CI-MD-VFD | VFD-111 | H-E-1175 | Chilled Water or Condenser Water Pump VFD - 100 HP | VFDs | Drives | 5000 | Drives | HP | 15 | N/A | N/A | N/A |  |  | N/A | 0.01 | 200 | N/A | N/A | N/A | N/A | VFD | [7 empty] | 0.79 |  |  |  | Motor Eff | [6 empty] | #N/A |  | N/A | N/A |  | Chilled Water Pumps |  | 15 |  | 0.65 | 0.65 | 0.65 | 0.65 | 0.65 | 0.65 | 1.054 | 1.07 | 1.104
| 11155 | VFD | Chilled Water Pump ≤200 | VFD101 HP - 200 HP Chilled Water Pump |  | VFDChilled Water Pump ≤200 | CEF2-CI-MD-VFD | VFD-112 | H-E-1176 | Chilled Water or Condenser Water Pump VFD - 101 HP to 200 HP | VFDs | HP | 50 | Drives | HP | 15 | N/A | N/A | N/A |  |  | N/A | 0.01 | 200 | N/A | N/A | N/A | N/A | VFD | [7 empty] | 0.79 |  |  |  | Motor Eff | [6 empty] | #N/A |  | N/A | N/A |  | Chilled Water Pumps |  | 15 |  | 0.65 | 0.65 | 0.65 | 0.65 | 0.65 | 0.65 | 1.054 | 1.07 | 1.104
| 11156 | VFD | Condenser Water Pump ≤200 | VFD≤2 HP Condenser Water Pump |  | VFDCondenser Water Pump ≤200 | CEF2-CI-MD-VFD | VFD-17 | H-E-1145 | Return Fan VFD - ≤2 HP | VFDs | Drives | 1000 | Drives | HP | 15 | N/A | N/A | N/A |  |  | N/A | 0.01 | 200 | N/A | N/A | N/A | N/A | VFD | [7 empty] | 0.79 |  |  |  | Motor Eff | [6 empty] | #N/A |  | N/A | N/A |  | Condenser Water Pumps |  | 15 |  | 0.65 | 0.65 | 0.65 | 0.65 | 0.65 | 0.65 | 1.054 | 1.07 | 1.104
| 11157 | VFD | Condenser Water Pump ≤200 | VFD3 HP Condenser Water Pump |  | VFDCondenser Water Pump ≤200 | CEF2-CI-MD-VFD | VFD-18 | H-E-1146 | Return Fan VFD - 3 HP | VFDs | Drives | 1000 | Drives | HP | 15 | N/A | N/A | N/A |  |  | N/A | 0.01 | 200 | N/A | N/A | N/A | N/A | VFD | [7 empty] | 0.79 |  |  |  | Motor Eff | [6 empty] | #N/A |  | N/A | N/A |  | Condenser Water Pumps |  | 15 |  | 0.65 | 0.65 | 0.65 | 0.65 | 0.65 | 0.65 | 1.054 | 1.07 | 1.104
| 11158 | VFD | Condenser Water Pump ≤200 | VFD4 HP Condenser Water Pump |  | VFDCondenser Water Pump ≤200 | CEF2-CI-MD-VFD | VFD-19 | H-E-1147 | Return Fan VFD - 4 HP | VFDs | Drives | 1000 | Drives | HP | 15 | N/A | N/A | N/A |  |  | N/A | 0.01 | 200 | N/A | N/A | N/A | N/A | VFD | [7 empty] | 0.79 |  |  |  | Motor Eff | [6 empty] | #N/A |  | N/A | N/A |  | Condenser Water Pumps |  | 15 |  | 0.65 | 0.65 | 0.65 | 0.65 | 0.65 | 0.65 | 1.054 | 1.07 | 1.104
| 11159 | VFD | Condenser Water Pump ≤200 | VFD5 HP Condenser Water Pump |  | VFDCondenser Water Pump ≤200 | CEF2-CI-MD-VFD | VFD-20 | H-E-1148 | Return Fan VFD - 5 HP | VFDs | Drives | 1000 | Drives | HP | 15 | N/A | N/A | N/A |  |  | N/A | 0.01 | 200 | N/A | N/A | N/A | N/A | VFD | [7 empty] | 0.79 |  |  |  | Motor Eff | [6 empty] | #N/A |  | N/A | N/A |  | Condenser Water Pumps |  | 15 |  | 0.65 | 0.65 | 0.65 | 0.65 | 0.65 | 0.65 | 1.054 | 1.07 | 1.104
| 11160 | VFD | Condenser Water Pump ≤200 | VFD7.5 HP Condenser Water Pump |  | VFDCondenser Water Pump ≤200 | CEF2-CI-MD-VFD | VFD-21 | H-E-1149 | Return Fan VFD - 7.5 HP | VFDs | Drives | 1000 | Drives | HP | 15 | N/A | N/A | N/A |  |  | N/A | 0.01 | 200 | N/A | N/A | N/A | N/A | VFD | [7 empty] | 0.79 |  |  |  | Motor Eff | [6 empty] | #N/A |  | N/A | N/A |  | Condenser Water Pumps |  | 15 |  | 0.65 | 0.65 | 0.65 | 0.65 | 0.65 | 0.65 | 1.054 | 1.07 | 1.104
| 11161 | VFD | Condenser Water Pump ≤200 | VFD10 HP Condenser Water Pump |  | VFDCondenser Water Pump ≤200 | CEF2-CI-MD-VFD | VFD-22 | H-E-1150 | Return Fan VFD - 10 HP | VFDs | Drives | 1000 | Drives | HP | 15 | N/A | N/A | N/A |  |  | N/A | 0.01 | 200 | N/A | N/A | N/A | N/A | VFD | [7 empty] | 0.79 |  |  |  | Motor Eff | [6 empty] | #N/A |  | N/A | N/A |  | Condenser Water Pumps |  | 15 |  | 0.65 | 0.65 | 0.65 | 0.65 | 0.65 | 0.65 | 1.054 | 1.07 | 1.104
| 11162 | VFD | Condenser Water Pump ≤200 | VFD15 HP Condenser Water Pump |  | VFDCondenser Water Pump ≤200 | CEF2-CI-MD-VFD | VFD-23 | H-E-1151 | Return Fan VFD - 15 HP | VFDs | Drives | 2500 | Drives | HP | 15 | N/A | N/A | N/A |  |  | N/A | 0.01 | 200 | N/A | N/A | N/A | N/A | VFD | [7 empty] | 0.79 |  |  |  | Motor Eff | [6 empty] | #N/A |  | N/A | N/A |  | Condenser Water Pumps |  | 15 |  | 0.65 | 0.65 | 0.65 | 0.65 | 0.65 | 0.65 | 1.054 | 1.07 | 1.104
| 11163 | VFD | Condenser Water Pump ≤200 | VFD20 HP Condenser Water Pump |  | VFDCondenser Water Pump ≤200 | CEF2-CI-MD-VFD | VFD-24 | H-E-1152 | Return Fan VFD - 20 HP | VFDs | Drives | 2500 | Drives | HP | 15 | N/A | N/A | N/A |  |  | N/A | 0.01 | 200 | N/A | N/A | N/A | N/A | VFD | [7 empty] | 0.79 |  |  |  | Motor Eff | [6 empty] | #N/A |  | N/A | N/A |  | Condenser Water Pumps |  | 15 |  | 0.65 | 0.65 | 0.65 | 0.65 | 0.65 | 0.65 | 1.054 | 1.07 | 1.104
| 11164 | VFD | Condenser Water Pump ≤200 | VFD25 HP Condenser Water Pump |  | VFDCondenser Water Pump ≤200 | CEF2-CI-MD-VFD | VFD-25 | H-E-1153 | Return Fan VFD - 25 HP | VFDs | Drives | 2500 | Drives | HP | 15 | N/A | N/A | N/A |  |  | N/A | 0.01 | 200 | N/A | N/A | N/A | N/A | VFD | [7 empty] | 0.79 |  |  |  | Motor Eff | [6 empty] | #N/A |  | N/A | N/A |  | Condenser Water Pumps |  | 15 |  | 0.65 | 0.65 | 0.65 | 0.65 | 0.65 | 0.65 | 1.054 | 1.07 | 1.104
| 11165 | VFD | Condenser Water Pump ≤200 | VFD30 HP Condenser Water Pump |  | VFDCondenser Water Pump ≤200 | CEF2-CI-MD-VFD | VFD-26 | H-E-1154 | Return Fan VFD - 30 HP | VFDs | Drives | 2500 | Drives | HP | 15 | N/A | N/A | N/A |  |  | N/A | 0.01 | 200 | N/A | N/A | N/A | N/A | VFD | [7 empty] | 0.79 |  |  |  | Motor Eff | [6 empty] | #N/A |  | N/A | N/A |  | Condenser Water Pumps |  | 15 |  | 0.65 | 0.65 | 0.65 | 0.65 | 0.65 | 0.65 | 1.054 | 1.07 | 1.104
| 11166 | VFD | Condenser Water Pump ≤200 | VFD40 HP Condenser Water Pump |  | VFDCondenser Water Pump ≤200 | CEF2-CI-MD-VFD | VFD-27 | H-E-1155 | Return Fan VFD - 40 HP | VFDs | Drives | 2500 | Drives | HP | 15 | N/A | N/A | N/A |  |  | N/A | 0.01 | 200 | N/A | N/A | N/A | N/A | VFD | [7 empty] | 0.79 |  |  |  | Motor Eff | [6 empty] | #N/A |  | N/A | N/A |  | Condenser Water Pumps |  | 15 |  | 0.65 | 0.65 | 0.65 | 0.65 | 0.65 | 0.65 | 1.054 | 1.07 | 1.104
| 11167 | VFD | Condenser Water Pump ≤200 | VFD50 HP Condenser Water Pump |  | VFDCondenser Water Pump ≤200 | CEF2-CI-MD-VFD | VFD-28 | H-E-1156 | Return Fan VFD - 50 HP | VFDs | Drives | 2500 | Drives | HP | 15 | N/A | N/A | N/A |  |  | N/A | 0.01 | 200 | N/A | N/A | N/A | N/A | VFD | [7 empty] | 0.79 |  |  |  | Motor Eff | [6 empty] | #N/A |  | N/A | N/A |  | Condenser Water Pumps |  | 15 |  | 0.65 | 0.65 | 0.65 | 0.65 | 0.65 | 0.65 | 1.054 | 1.07 | 1.104
| 11168 | VFD | Condenser Water Pump ≤200 | VFD60 HP Condenser Water Pump |  | VFDCondenser Water Pump ≤200 | CEF2-CI-MD-VFD | VFD-29 | H-E-1157 | Return Fan VFD - 60 HP | VFDs | Drives | 5000 | Drives | HP | 15 | N/A | N/A | N/A |  |  | N/A | 0.01 | 200 | N/A | N/A | N/A | N/A | VFD | [7 empty] | 0.79 |  |  |  | Motor Eff | [6 empty] | #N/A |  | N/A | N/A |  | Condenser Water Pumps |  | 15 |  | 0.65 | 0.65 | 0.65 | 0.65 | 0.65 | 0.65 | 1.054 | 1.07 | 1.104
| 11169 | VFD | Condenser Water Pump ≤200 | VFD75 HP Condenser Water Pump |  | VFDCondenser Water Pump ≤200 | CEF2-CI-MD-VFD | VFD-30 | H-E-1158 | Return Fan VFD - 75 HP | VFDs | Drives | 5000 | Drives | HP | 15 | N/A | N/A | N/A |  |  | N/A | 0.01 | 200 | N/A | N/A | N/A | N/A | VFD | [7 empty] | 0.79 |  |  |  | Motor Eff | [6 empty] | #N/A |  | N/A | N/A |  | Condenser Water Pumps |  | 15 |  | 0.65 | 0.65 | 0.65 | 0.65 | 0.65 | 0.65 | 1.054 | 1.07 | 1.104
| 11170 | VFD | Condenser Water Pump ≤200 | VFD100 HP Condenser Water Pump |  | VFDCondenser Water Pump ≤200 | CEF2-CI-MD-VFD | VFD-31 | H-E-1159 | Return Fan VFD - 100 HP | VFDs | Drives | 5000 | Drives | HP | 15 | N/A | N/A | N/A |  |  | N/A | 0.01 | 200 | N/A | N/A | N/A | N/A | VFD | [7 empty] | 0.79 |  |  |  | Motor Eff | [6 empty] | #N/A |  | N/A | N/A |  | Condenser Water Pumps |  | 15 |  | 0.65 | 0.65 | 0.65 | 0.65 | 0.65 | 0.65 | 1.054 | 1.07 | 1.104
| 11171 | VFD | Condenser Water Pump ≤200 | VFD101 HP - 200 HP Condenser Water Pump |  | VFDCondenser Water Pump ≤200 | CEF2-CI-MD-VFD | VFD-32 | H-E-1160 | Return Fan VFD - 101 HP to 200 HP | VFDs | HP | 50 | Drives | HP | 15 | N/A | N/A | N/A |  |  | N/A | 0.01 | 200 | N/A | N/A | N/A | N/A | VFD | [7 empty] | 0.79 |  |  |  | Motor Eff | [6 empty] | #N/A |  | N/A | N/A |  | Condenser Water Pumps |  | 15 |  | 0.65 | 0.65 | 0.65 | 0.65 | 0.65 | 0.65 | 1.054 | 1.07 | 1.104
| 11172 | VFD | Cooling Tower Fan ≤200 | VFD≤2 HP Cooling Tower Fan |  | VFDCooling Tower Fan ≤200 | CEF2-CI-MD-VFD | VFD-1 | H-E-1209 | Cooling Tower Fan VFD - ≤2 HP | VFDs | Drives | 1000 | Drives | HP | 15 | N/A | N/A | N/A |  |  | N/A | 0.01 | 200 | N/A | N/A | N/A | N/A | VFD | [7 empty] | 0.76 |  |  |  | Motor Eff | [6 empty] | #N/A |  | N/A | N/A |  | Cooling Tower Fans |  | 15 |  | 0.65 | 0.65 | 0.65 | 0.65 | 0.65 | 0.65 | 1.054 | 1.07 | 1.104
| 11173 | VFD | Cooling Tower Fan ≤200 | VFD3 HP Cooling Tower Fan |  | VFDCooling Tower Fan ≤200 | CEF2-CI-MD-VFD | VFD-2 | H-E-1210 | Cooling Tower Fan VFD - 3 HP | VFDs | Drives | 1000 | Drives | HP | 15 | N/A | N/A | N/A |  |  | N/A | 0.01 | 200 | N/A | N/A | N/A | N/A | VFD | [7 empty] | 0.76 |  |  |  | Motor Eff | [6 empty] | #N/A |  | N/A | N/A |  | Cooling Tower Fans |  | 15 |  | 0.65 | 0.65 | 0.65 | 0.65 | 0.65 | 0.65 | 1.054 | 1.07 | 1.104
| 11174 | VFD | Cooling Tower Fan ≤200 | VFD4 HP Cooling Tower Fan |  | VFDCooling Tower Fan ≤200 | CEF2-CI-MD-VFD | VFD-3 | H-E-1211 | Cooling Tower Fan VFD - 4 HP | VFDs | Drives | 1000 | Drives | HP | 15 | N/A | N/A | N/A |  |  | N/A | 0.01 | 200 | N/A | N/A | N/A | N/A | VFD | [7 empty] | 0.76 |  |  |  | Motor Eff | [6 empty] | #N/A |  | N/A | N/A |  | Cooling Tower Fans |  | 15 |  | 0.65 | 0.65 | 0.65 | 0.65 | 0.65 | 0.65 | 1.054 | 1.07 | 1.104
| 11175 | VFD | Cooling Tower Fan ≤200 | VFD5 HP Cooling Tower Fan |  | VFDCooling Tower Fan ≤200 | CEF2-CI-MD-VFD | VFD-4 | H-E-1212 | Cooling Tower Fan VFD - 5 HP | VFDs | Drives | 1000 | Drives | HP | 15 | N/A | N/A | N/A |  |  | N/A | 0.01 | 200 | N/A | N/A | N/A | N/A | VFD | [7 empty] | 0.76 |  |  |  | Motor Eff | [6 empty] | #N/A |  | N/A | N/A |  | Cooling Tower Fans |  | 15 |  | 0.65 | 0.65 | 0.65 | 0.65 | 0.65 | 0.65 | 1.054 | 1.07 | 1.104
| 11176 | VFD | Cooling Tower Fan ≤200 | VFD7.5 HP Cooling Tower Fan |  | VFDCooling Tower Fan ≤200 | CEF2-CI-MD-VFD | VFD-5 | H-E-1213 | Cooling Tower Fan VFD - 7.5 HP | VFDs | Drives | 1000 | Drives | HP | 15 | N/A | N/A | N/A |  |  | N/A | 0.01 | 200 | N/A | N/A | N/A | N/A | VFD | [7 empty] | 0.76 |  |  |  | Motor Eff | [6 empty] | #N/A |  | N/A | N/A |  | Cooling Tower Fans |  | 15 |  | 0.65 | 0.65 | 0.65 | 0.65 | 0.65 | 0.65 | 1.054 | 1.07 | 1.104
| 11177 | VFD | Cooling Tower Fan ≤200 | VFD10 HP Cooling Tower Fan |  | VFDCooling Tower Fan ≤200 | CEF2-CI-MD-VFD | VFD-6 | H-E-1214 | Cooling Tower Fan VFD - 10 HP | VFDs | Drives | 1000 | Drives | HP | 15 | N/A | N/A | N/A |  |  | N/A | 0.01 | 200 | N/A | N/A | N/A | N/A | VFD | [7 empty] | 0.76 |  |  |  | Motor Eff | [6 empty] | #N/A |  | N/A | N/A |  | Cooling Tower Fans |  | 15 |  | 0.65 | 0.65 | 0.65 | 0.65 | 0.65 | 0.65 | 1.054 | 1.07 | 1.104
| 11178 | VFD | Cooling Tower Fan ≤200 | VFD15 HP Cooling Tower Fan |  | VFDCooling Tower Fan ≤200 | CEF2-CI-MD-VFD | VFD-7 | H-E-1215 | Cooling Tower Fan VFD - 15 HP | VFDs | Drives | 2500 | Drives | HP | 15 | N/A | N/A | N/A |  |  | N/A | 0.01 | 200 | N/A | N/A | N/A | N/A | VFD | [7 empty] | 0.76 |  |  |  | Motor Eff | [6 empty] | #N/A |  | N/A | N/A |  | Cooling Tower Fans |  | 15 |  | 0.65 | 0.65 | 0.65 | 0.65 | 0.65 | 0.65 | 1.054 | 1.07 | 1.104
| 11179 | VFD | Cooling Tower Fan ≤200 | VFD20 HP Cooling Tower Fan |  | VFDCooling Tower Fan ≤200 | CEF2-CI-MD-VFD | VFD-8 | H-E-1216 | Cooling Tower Fan VFD - 20 HP | VFDs | Drives | 2500 | Drives | HP | 15 | N/A | N/A | N/A |  |  | N/A | 0.01 | 200 | N/A | N/A | N/A | N/A | VFD | [7 empty] | 0.76 |  |  |  | Motor Eff | [6 empty] | #N/A |  | N/A | N/A |  | Cooling Tower Fans |  | 15 |  | 0.65 | 0.65 | 0.65 | 0.65 | 0.65 | 0.65 | 1.054 | 1.07 | 1.104
| 11180 | VFD | Cooling Tower Fan ≤200 | VFD25 HP Cooling Tower Fan |  | VFDCooling Tower Fan ≤200 | CEF2-CI-MD-VFD | VFD-9 | H-E-1217 | Cooling Tower Fan VFD - 25 HP | VFDs | Drives | 2500 | Drives | HP | 15 | N/A | N/A | N/A |  |  | N/A | 0.01 | 200 | N/A | N/A | N/A | N/A | VFD | [7 empty] | 0.76 |  |  |  | Motor Eff | [6 empty] | #N/A |  | N/A | N/A |  | Cooling Tower Fans |  | 15 |  | 0.65 | 0.65 | 0.65 | 0.65 | 0.65 | 0.65 | 1.054 | 1.07 | 1.104
| 11181 | VFD | Cooling Tower Fan ≤200 | VFD30 HP Cooling Tower Fan |  | VFDCooling Tower Fan ≤200 | CEF2-CI-MD-VFD | VFD-10 | H-E-1218 | Cooling Tower Fan VFD - 30 HP | VFDs | Drives | 2500 | Drives | HP | 15 | N/A | N/A | N/A |  |  | N/A | 0.01 | 200 | N/A | N/A | N/A | N/A | VFD | [7 empty] | 0.76 |  |  |  | Motor Eff | [6 empty] | #N/A |  | N/A | N/A |  | Cooling Tower Fans |  | 15 |  | 0.65 | 0.65 | 0.65 | 0.65 | 0.65 | 0.65 | 1.054 | 1.07 | 1.104
| 11182 | VFD | Cooling Tower Fan ≤200 | VFD40 HP Cooling Tower Fan |  | VFDCooling Tower Fan ≤200 | CEF2-CI-MD-VFD | VFD-11 | H-E-1219 | Cooling Tower Fan VFD - 40 HP | VFDs | Drives | 2500 | Drives | HP | 15 | N/A | N/A | N/A |  |  | N/A | 0.01 | 200 | N/A | N/A | N/A | N/A | VFD | [7 empty] | 0.76 |  |  |  | Motor Eff | [6 empty] | #N/A |  | N/A | N/A |  | Cooling Tower Fans |  | 15 |  | 0.65 | 0.65 | 0.65 | 0.65 | 0.65 | 0.65 | 1.054 | 1.07 | 1.104
| 11183 | VFD | Cooling Tower Fan ≤200 | VFD50 HP Cooling Tower Fan |  | VFDCooling Tower Fan ≤200 | CEF2-CI-MD-VFD | VFD-12 | H-E-1220 | Cooling Tower Fan VFD - 50 HP | VFDs | Drives | 2500 | Drives | HP | 15 | N/A | N/A | N/A |  |  | N/A | 0.01 | 200 | N/A | N/A | N/A | N/A | VFD | [7 empty] | 0.76 |  |  |  | Motor Eff | [6 empty] | #N/A |  | N/A | N/A |  | Cooling Tower Fans |  | 15 |  | 0.65 | 0.65 | 0.65 | 0.65 | 0.65 | 0.65 | 1.054 | 1.07 | 1.104
| 11184 | VFD | Cooling Tower Fan ≤200 | VFD60 HP Cooling Tower Fan |  | VFDCooling Tower Fan ≤200 | CEF2-CI-MD-VFD | VFD-13 | H-E-1221 | Cooling Tower Fan VFD - 60 HP | VFDs | Drives | 5000 | Drives | HP | 15 | N/A | N/A | N/A |  |  | N/A | 0.01 | 200 | N/A | N/A | N/A | N/A | VFD | [7 empty] | 0.76 |  |  |  | Motor Eff | [6 empty] | #N/A |  | N/A | N/A |  | Cooling Tower Fans |  | 15 |  | 0.65 | 0.65 | 0.65 | 0.65 | 0.65 | 0.65 | 1.054 | 1.07 | 1.104
| 11185 | VFD | Cooling Tower Fan ≤200 | VFD75 HP Cooling Tower Fan |  | VFDCooling Tower Fan ≤200 | CEF2-CI-MD-VFD | VFD-14 | H-E-1222 | Cooling Tower Fan VFD - 75 HP | VFDs | Drives | 5000 | Drives | HP | 15 | N/A | N/A | N/A |  |  | N/A | 0.01 | 200 | N/A | N/A | N/A | N/A | VFD | [7 empty] | 0.76 |  |  |  | Motor Eff | [6 empty] | #N/A |  | N/A | N/A |  | Cooling Tower Fans |  | 15 |  | 0.65 | 0.65 | 0.65 | 0.65 | 0.65 | 0.65 | 1.054 | 1.07 | 1.104
| 11186 | VFD | Cooling Tower Fan ≤200 | VFD100 HP Cooling Tower Fan |  | VFDCooling Tower Fan ≤200 | CEF2-CI-MD-VFD | VFD-15 | H-E-1223 | Cooling Tower Fan VFD - 100 HP | VFDs | Drives | 5000 | Drives | HP | 15 | N/A | N/A | N/A |  |  | N/A | 0.01 | 200 | N/A | N/A | N/A | N/A | VFD | [7 empty] | 0.76 |  |  |  | Motor Eff | [6 empty] | #N/A |  | N/A | N/A |  | Cooling Tower Fans |  | 15 |  | 0.65 | 0.65 | 0.65 | 0.65 | 0.65 | 0.65 | 1.054 | 1.07 | 1.104
| 11187 | VFD | Cooling Tower Fan ≤200 | VFD101 HP - 200 HP Cooling Tower Fan |  | VFDCooling Tower Fan ≤200 | CEF2-CI-MD-VFD | VFD-16 | H-E-1224 | Cooling Tower Fan VFD - 101 HP to 200 HP | VFDs | HP | 50 | Drives | HP | 15 | N/A | N/A | N/A |  |  | N/A | 0.01 | 200 | N/A | N/A | N/A | N/A | VFD | [7 empty] | 0.76 |  |  |  | Motor Eff | [6 empty] | #N/A |  | N/A | N/A |  | Cooling Tower Fans |  | 15 |  | 0.65 | 0.65 | 0.65 | 0.65 | 0.65 | 0.65 | 1.054 | 1.07 | 1.104
| 11188 | VFD | Heating Hot Water Pump ≤200 | VFD≤2 HP Heating Hot Water Pump |  | VFDHeating Hot Water Pump ≤200 | CEF2-CI-MD-VFD | VFD-65 | H-E-1177 | Heating Hot Water Pump VFD - ≤2 HP | VFDs | Drives | 1000 | Drives | HP | 15 | N/A | N/A | N/A |  |  | N/A | 0.01 | 200 | N/A | N/A | N/A | N/A | VFD | [7 empty] | 0.79 |  |  |  | Motor Eff | [6 empty] | #N/A |  | N/A | N/A |  | Hot Water Circulation Pumps |  | 15 |  | 0.65 | 0.65 | 0.65 | 0.65 | 0.65 | 0.65 | 1.054 | 1.07 | 1.104
| 11189 | VFD | Heating Hot Water Pump ≤200 | VFD3 HP Heating Hot Water Pump |  | VFDHeating Hot Water Pump ≤200 | CEF2-CI-MD-VFD | VFD-66 | H-E-1178 | Heating Hot Water Pump VFD - 3 HP | VFDs | Drives | 1000 | Drives | HP | 15 | N/A | N/A | N/A |  |  | N/A | 0.01 | 200 | N/A | N/A | N/A | N/A | VFD | [7 empty] | 0.79 |  |  |  | Motor Eff | [6 empty] | #N/A |  | N/A | N/A |  | Hot Water Circulation Pumps |  | 15 |  | 0.65 | 0.65 | 0.65 | 0.65 | 0.65 | 0.65 | 1.054 | 1.07 | 1.104
| 11190 | VFD | Heating Hot Water Pump ≤200 | VFD4 HP Heating Hot Water Pump |  | VFDHeating Hot Water Pump ≤200 | CEF2-CI-MD-VFD | VFD-67 | H-E-1179 | Heating Hot Water Pump VFD - 4 HP | VFDs | Drives | 1000 | Drives | HP | 15 | N/A | N/A | N/A |  |  | N/A | 0.01 | 200 | N/A | N/A | N/A | N/A | VFD | [7 empty] | 0.79 |  |  |  | Motor Eff | [6 empty] | #N/A |  | N/A | N/A |  | Hot Water Circulation Pumps |  | 15 |  | 0.65 | 0.65 | 0.65 | 0.65 | 0.65 | 0.65 | 1.054 | 1.07 | 1.104
| 11191 | VFD | Heating Hot Water Pump ≤200 | VFD5 HP Heating Hot Water Pump |  | VFDHeating Hot Water Pump ≤200 | CEF2-CI-MD-VFD | VFD-68 | H-E-1180 | Heating Hot Water Pump VFD - 5 HP | VFDs | Drives | 1000 | Drives | HP | 15 | N/A | N/A | N/A |  |  | N/A | 0.01 | 200 | N/A | N/A | N/A | N/A | VFD | [7 empty] | 0.79 |  |  |  | Motor Eff | [6 empty] | #N/A |  | N/A | N/A |  | Hot Water Circulation Pumps |  | 15 |  | 0.65 | 0.65 | 0.65 | 0.65 | 0.65 | 0.65 | 1.054 | 1.07 | 1.104
| 11192 | VFD | Heating Hot Water Pump ≤200 | VFD7.5 HP Heating Hot Water Pump |  | VFDHeating Hot Water Pump ≤200 | CEF2-CI-MD-VFD | VFD-69 | H-E-1181 | Heating Hot Water Pump VFD - 7.5 HP | VFDs | Drives | 1000 | Drives | HP | 15 | N/A | N/A | N/A |  |  | N/A | 0.01 | 200 | N/A | N/A | N/A | N/A | VFD | [7 empty] | 0.79 |  |  |  | Motor Eff | [6 empty] | #N/A |  | N/A | N/A |  | Hot Water Circulation Pumps |  | 15 |  | 0.65 | 0.65 | 0.65 | 0.65 | 0.65 | 0.65 | 1.054 | 1.07 | 1.104
| 11193 | VFD | Heating Hot Water Pump ≤200 | VFD10 HP Heating Hot Water Pump |  | VFDHeating Hot Water Pump ≤200 | CEF2-CI-MD-VFD | VFD-70 | H-E-1182 | Heating Hot Water Pump VFD - 10 HP | VFDs | Drives | 1000 | Drives | HP | 15 | N/A | N/A | N/A |  |  | N/A | 0.01 | 200 | N/A | N/A | N/A | N/A | VFD | [7 empty] | 0.79 |  |  |  | Motor Eff | [6 empty] | #N/A |  | N/A | N/A |  | Hot Water Circulation Pumps |  | 15 |  | 0.65 | 0.65 | 0.65 | 0.65 | 0.65 | 0.65 | 1.054 | 1.07 | 1.104
| 11194 | VFD | Heating Hot Water Pump ≤200 | VFD15 HP Heating Hot Water Pump |  | VFDHeating Hot Water Pump ≤200 | CEF2-CI-MD-VFD | VFD-71 | H-E-1183 | Heating Hot Water Pump VFD - 15 HP | VFDs | Drives | 2500 | Drives | HP | 15 | N/A | N/A | N/A |  |  | N/A | 0.01 | 200 | N/A | N/A | N/A | N/A | VFD | [7 empty] | 0.79 |  |  |  | Motor Eff | [6 empty] | #N/A |  | N/A | N/A |  | Hot Water Circulation Pumps |  | 15 |  | 0.65 | 0.65 | 0.65 | 0.65 | 0.65 | 0.65 | 1.054 | 1.07 | 1.104
| 11195 | VFD | Heating Hot Water Pump ≤200 | VFD20 HP Heating Hot Water Pump |  | VFDHeating Hot Water Pump ≤200 | CEF2-CI-MD-VFD | VFD-72 | H-E-1184 | Heating Hot Water Pump VFD - 20 HP | VFDs | Drives | 2500 | Drives | HP | 15 | N/A | N/A | N/A |  |  | N/A | 0.01 | 200 | N/A | N/A | N/A | N/A | VFD | [7 empty] | 0.79 |  |  |  | Motor Eff | [6 empty] | #N/A |  | N/A | N/A |  | Hot Water Circulation Pumps |  | 15 |  | 0.65 | 0.65 | 0.65 | 0.65 | 0.65 | 0.65 | 1.054 | 1.07 | 1.104
| 11196 | VFD | Heating Hot Water Pump ≤200 | VFD25 HP Heating Hot Water Pump |  | VFDHeating Hot Water Pump ≤200 | CEF2-CI-MD-VFD | VFD-73 | H-E-1185 | Heating Hot Water Pump VFD - 25 HP | VFDs | Drives | 2500 | Drives | HP | 15 | N/A | N/A | N/A |  |  | N/A | 0.01 | 200 | N/A | N/A | N/A | N/A | VFD | [7 empty] | 0.79 |  |  |  | Motor Eff | [6 empty] | #N/A |  | N/A | N/A |  | Hot Water Circulation Pumps |  | 15 |  | 0.65 | 0.65 | 0.65 | 0.65 | 0.65 | 0.65 | 1.054 | 1.07 | 1.104
| 11197 | VFD | Heating Hot Water Pump ≤200 | VFD30 HP Heating Hot Water Pump |  | VFDHeating Hot Water Pump ≤200 | CEF2-CI-MD-VFD | VFD-74 | H-E-1186 | Heating Hot Water Pump VFD - 30 HP | VFDs | Drives | 2500 | Drives | HP | 15 | N/A | N/A | N/A |  |  | N/A | 0.01 | 200 | N/A | N/A | N/A | N/A | VFD | [7 empty] | 0.79 |  |  |  | Motor Eff | [6 empty] | #N/A |  | N/A | N/A |  | Hot Water Circulation Pumps |  | 15 |  | 0.65 | 0.65 | 0.65 | 0.65 | 0.65 | 0.65 | 1.054 | 1.07 | 1.104
| 11198 | VFD | Heating Hot Water Pump ≤200 | VFD40 HP Heating Hot Water Pump |  | VFDHeating Hot Water Pump ≤200 | CEF2-CI-MD-VFD | VFD-75 | H-E-1187 | Heating Hot Water Pump VFD - 40 HP | VFDs | Drives | 2500 | Drives | HP | 15 | N/A | N/A | N/A |  |  | N/A | 0.01 | 200 | N/A | N/A | N/A | N/A | VFD | [7 empty] | 0.79 |  |  |  | Motor Eff | [6 empty] | #N/A |  | N/A | N/A |  | Hot Water Circulation Pumps |  | 15 |  | 0.65 | 0.65 | 0.65 | 0.65 | 0.65 | 0.65 | 1.054 | 1.07 | 1.104
| 11199 | VFD | Heating Hot Water Pump ≤200 | VFD50 HP Heating Hot Water Pump |  | VFDHeating Hot Water Pump ≤200 | CEF2-CI-MD-VFD | VFD-76 | H-E-1188 | Heating Hot Water Pump VFD - 50 HP | VFDs | Drives | 2500 | Drives | HP | 15 | N/A | N/A | N/A |  |  | N/A | 0.01 | 200 | N/A | N/A | N/A | N/A | VFD | [7 empty] | 0.79 |  |  |  | Motor Eff | [6 empty] | #N/A |  | N/A | N/A |  | Hot Water Circulation Pumps |  | 15 |  | 0.65 | 0.65 | 0.65 | 0.65 | 0.65 | 0.65 | 1.054 | 1.07 | 1.104
| 11200 | VFD | Heating Hot Water Pump ≤200 | VFD60 HP Heating Hot Water Pump |  | VFDHeating Hot Water Pump ≤200 | CEF2-CI-MD-VFD | VFD-77 | H-E-1189 | Heating Hot Water Pump VFD - 60 HP | VFDs | Drives | 5000 | Drives | HP | 15 | N/A | N/A | N/A |  |  | N/A | 0.01 | 200 | N/A | N/A | N/A | N/A | VFD | [7 empty] | 0.79 |  |  |  | Motor Eff | [6 empty] | #N/A |  | N/A | N/A |  | Hot Water Circulation Pumps |  | 15 |  | 0.65 | 0.65 | 0.65 | 0.65 | 0.65 | 0.65 | 1.054 | 1.07 | 1.104
| 11201 | VFD | Heating Hot Water Pump ≤200 | VFD75 HP Heating Hot Water Pump |  | VFDHeating Hot Water Pump ≤200 | CEF2-CI-MD-VFD | VFD-78 | H-E-1190 | Heating Hot Water Pump VFD - 75 HP | VFDs | Drives | 5000 | Drives | HP | 15 | N/A | N/A | N/A |  |  | N/A | 0.01 | 200 | N/A | N/A | N/A | N/A | VFD | [7 empty] | 0.79 |  |  |  | Motor Eff | [6 empty] | #N/A |  | N/A | N/A |  | Hot Water Circulation Pumps |  | 15 |  | 0.65 | 0.65 | 0.65 | 0.65 | 0.65 | 0.65 | 1.054 | 1.07 | 1.104
| 11202 | VFD | Heating Hot Water Pump ≤200 | VFD100 HP Heating Hot Water Pump |  | VFDHeating Hot Water Pump ≤200 | CEF2-CI-MD-VFD | VFD-79 | H-E-1191 | Heating Hot Water Pump VFD - 100 HP | VFDs | Drives | 5000 | Drives | HP | 15 | N/A | N/A | N/A |  |  | N/A | 0.01 | 200 | N/A | N/A | N/A | N/A | VFD | [7 empty] | 0.79 |  |  |  | Motor Eff | [6 empty] | #N/A |  | N/A | N/A |  | Hot Water Circulation Pumps |  | 15 |  | 0.65 | 0.65 | 0.65 | 0.65 | 0.65 | 0.65 | 1.054 | 1.07 | 1.104
| 11203 | VFD | Heating Hot Water Pump ≤200 | VFD101 HP - 200 HP Heating Hot Water Pump |  | VFDHeating Hot Water Pump ≤200 | CEF2-CI-MD-VFD | VFD-80 | H-E-1192 | Heating Hot Water Pump VFD - 101 HP to 200 HP | VFDs | HP | 50 | Drives | HP | 15 | N/A | N/A | N/A |  |  | N/A | 0.01 | 200 | N/A | N/A | N/A | N/A | VFD | [7 empty] | 0.79 |  |  |  | Motor Eff | [6 empty] | #N/A |  | N/A | N/A |  | Hot Water Circulation Pumps |  | 15 |  | 0.65 | 0.65 | 0.65 | 0.65 | 0.65 | 0.65 | 1.054 | 1.07 | 1.104
| 11204 | VFD | HVAC Fan Motor ≤200 | VFD≤2 HP HVAC Fan Motor |  | VFDHVAC Fan Motor ≤200 | CEF2-CI-MD-VFD | VFD-81 | H-E-1225 | Boiler Feedwater Pump VFD - ≤2 HP | VFDs | Drives | 1000 | Drives | HP | 15 | N/A | N/A | N/A |  |  | N/A | 0.01 | 200 | N/A | N/A | N/A | N/A | VFD | [7 empty] | 0.76 |  |  |  | Motor Eff | [6 empty] | #N/A |  | N/A | N/A |  |  |  | 15 |  | 0.65 | 0.65 | 0.65 | 0.65 | 0.65 | 0.65 | 1.054 | 1.07 | 1.104
| 11205 | VFD | HVAC Fan Motor ≤200 | VFD3 HP HVAC Fan Motor |  | VFDHVAC Fan Motor ≤200 | CEF2-CI-MD-VFD | VFD-82 | H-E-1226 | Boiler Feedwater Pump VFD - 3 HP | VFDs | Drives | 1000 | Drives | HP | 15 | N/A | N/A | N/A |  |  | N/A | 0.01 | 200 | N/A | N/A | N/A | N/A | VFD | [7 empty] | 0.76 |  |  |  | Motor Eff | [6 empty] | #N/A |  | N/A | N/A |  |  |  | 15 |  | 0.65 | 0.65 | 0.65 | 0.65 | 0.65 | 0.65 | 1.054 | 1.07 | 1.104
| 11206 | VFD | HVAC Fan Motor ≤200 | VFD4 HP HVAC Fan Motor |  | VFDHVAC Fan Motor ≤200 | CEF2-CI-MD-VFD | VFD-83 | H-E-1227 | Boiler Feedwater Pump VFD - 4 HP | VFDs | Drives | 1000 | Drives | HP | 15 | N/A | N/A | N/A |  |  | N/A | 0.01 | 200 | N/A | N/A | N/A | N/A | VFD | [7 empty] | 0.76 |  |  |  | Motor Eff | [6 empty] | #N/A |  | N/A | N/A |  |  |  | 15 |  | 0.65 | 0.65 | 0.65 | 0.65 | 0.65 | 0.65 | 1.054 | 1.07 | 1.104
| 11207 | VFD | HVAC Fan Motor ≤200 | VFD5 HP HVAC Fan Motor |  | VFDHVAC Fan Motor ≤200 | CEF2-CI-MD-VFD | VFD-84 | H-E-1228 | Boiler Feedwater Pump VFD - 5 HP | VFDs | Drives | 1000 | Drives | HP | 15 | N/A | N/A | N/A |  |  | N/A | 0.01 | 200 | N/A | N/A | N/A | N/A | VFD | [7 empty] | 0.76 |  |  |  | Motor Eff | [6 empty] | #N/A |  | N/A | N/A |  |  |  | 15 |  | 0.65 | 0.65 | 0.65 | 0.65 | 0.65 | 0.65 | 1.054 | 1.07 | 1.104
| 11208 | VFD | HVAC Fan Motor ≤200 | VFD7.5 HP HVAC Fan Motor |  | VFDHVAC Fan Motor ≤200 | CEF2-CI-MD-VFD | VFD-85 | H-E-1229 | Boiler Feedwater Pump VFD - 7.5 HP | VFDs | Drives | 1000 | Drives | HP | 15 | N/A | N/A | N/A |  |  | N/A | 0.01 | 200 | N/A | N/A | N/A | N/A | VFD | [7 empty] | 0.76 |  |  |  | Motor Eff | [6 empty] | #N/A |  | N/A | N/A |  |  |  | 15 |  | 0.65 | 0.65 | 0.65 | 0.65 | 0.65 | 0.65 | 1.054 | 1.07 | 1.104
| 11209 | VFD | HVAC Fan Motor ≤200 | VFD10 HP HVAC Fan Motor |  | VFDHVAC Fan Motor ≤200 | CEF2-CI-MD-VFD | VFD-86 | H-E-1230 | Boiler Feedwater Pump VFD - 10 HP | VFDs | Drives | 1000 | Drives | HP | 15 | N/A | N/A | N/A |  |  | N/A | 0.01 | 200 | N/A | N/A | N/A | N/A | VFD | [7 empty] | 0.76 |  |  |  | Motor Eff | [6 empty] | #N/A |  | N/A | N/A |  |  |  | 15 |  | 0.65 | 0.65 | 0.65 | 0.65 | 0.65 | 0.65 | 1.054 | 1.07 | 1.104
| 11210 | VFD | HVAC Fan Motor ≤200 | VFD15 HP HVAC Fan Motor |  | VFDHVAC Fan Motor ≤200 | CEF2-CI-MD-VFD | VFD-87 | H-E-1231 | Boiler Feedwater Pump VFD - 15 HP | VFDs | Drives | 2500 | Drives | HP | 15 | N/A | N/A | N/A |  |  | N/A | 0.01 | 200 | N/A | N/A | N/A | N/A | VFD | [7 empty] | 0.76 |  |  |  | Motor Eff | [6 empty] | #N/A |  | N/A | N/A |  |  |  | 15 |  | 0.65 | 0.65 | 0.65 | 0.65 | 0.65 | 0.65 | 1.054 | 1.07 | 1.104
| 11211 | VFD | HVAC Fan Motor ≤200 | VFD20 HP HVAC Fan Motor |  | VFDHVAC Fan Motor ≤200 | CEF2-CI-MD-VFD | VFD-88 | H-E-1232 | Boiler Feedwater Pump VFD - 20 HP | VFDs | Drives | 2500 | Drives | HP | 15 | N/A | N/A | N/A |  |  | N/A | 0.01 | 200 | N/A | N/A | N/A | N/A | VFD | [7 empty] | 0.76 |  |  |  | Motor Eff | [6 empty] | #N/A |  | N/A | N/A |  |  |  | 15 |  | 0.65 | 0.65 | 0.65 | 0.65 | 0.65 | 0.65 | 1.054 | 1.07 | 1.104
| 11212 | VFD | HVAC Fan Motor ≤200 | VFD25 HP HVAC Fan Motor |  | VFDHVAC Fan Motor ≤200 | CEF2-CI-MD-VFD | VFD-89 | H-E-1233 | Boiler Feedwater Pump VFD - 25 HP | VFDs | Drives | 2500 | Drives | HP | 15 | N/A | N/A | N/A |  |  | N/A | 0.01 | 200 | N/A | N/A | N/A | N/A | VFD | [7 empty] | 0.76 |  |  |  | Motor Eff | [6 empty] | #N/A |  | N/A | N/A |  |  |  | 15 |  | 0.65 | 0.65 | 0.65 | 0.65 | 0.65 | 0.65 | 1.054 | 1.07 | 1.104
| 11213 | VFD | HVAC Fan Motor ≤200 | VFD30 HP HVAC Fan Motor |  | VFDHVAC Fan Motor ≤200 | CEF2-CI-MD-VFD | VFD-90 | H-E-1234 | Boiler Feedwater Pump VFD - 30 HP | VFDs | Drives | 2500 | Drives | HP | 15 | N/A | N/A | N/A |  |  | N/A | 0.01 | 200 | N/A | N/A | N/A | N/A | VFD | [7 empty] | 0.76 |  |  |  | Motor Eff | [6 empty] | #N/A |  | N/A | N/A |  |  |  | 15 |  | 0.65 | 0.65 | 0.65 | 0.65 | 0.65 | 0.65 | 1.054 | 1.07 | 1.104
| 11214 | VFD | HVAC Fan Motor ≤200 | VFD40 HP HVAC Fan Motor |  | VFDHVAC Fan Motor ≤200 | CEF2-CI-MD-VFD | VFD-91 | H-E-1235 | Boiler Feedwater Pump VFD - 40 HP | VFDs | Drives | 2500 | Drives | HP | 15 | N/A | N/A | N/A |  |  | N/A | 0.01 | 200 | N/A | N/A | N/A | N/A | VFD | [7 empty] | 0.76 |  |  |  | Motor Eff | [6 empty] | #N/A |  | N/A | N/A |  |  |  | 15 |  | 0.65 | 0.65 | 0.65 | 0.65 | 0.65 | 0.65 | 1.054 | 1.07 | 1.104
| 11215 | VFD | HVAC Fan Motor ≤200 | VFD50 HP HVAC Fan Motor |  | VFDHVAC Fan Motor ≤200 | CEF2-CI-MD-VFD | VFD-92 | H-E-1236 | Boiler Feedwater Pump VFD - 50 HP | VFDs | Drives | 2500 | Drives | HP | 15 | N/A | N/A | N/A |  |  | N/A | 0.01 | 200 | N/A | N/A | N/A | N/A | VFD | [7 empty] | 0.76 |  |  |  | Motor Eff | [6 empty] | #N/A |  | N/A | N/A |  |  |  | 15 |  | 0.65 | 0.65 | 0.65 | 0.65 | 0.65 | 0.65 | 1.054 | 1.07 | 1.104
| 11216 | VFD | HVAC Fan Motor ≤200 | VFD60 HP HVAC Fan Motor |  | VFDHVAC Fan Motor ≤200 | CEF2-CI-MD-VFD | VFD-93 | H-E-1237 | Boiler Feedwater Pump VFD - 60 HP | VFDs | Drives | 5000 | Drives | HP | 15 | N/A | N/A | N/A |  |  | N/A | 0.01 | 200 | N/A | N/A | N/A | N/A | VFD | [7 empty] | 0.76 |  |  |  | Motor Eff | [6 empty] | #N/A |  | N/A | N/A |  |  |  | 15 |  | 0.65 | 0.65 | 0.65 | 0.65 | 0.65 | 0.65 | 1.054 | 1.07 | 1.104
| 11217 | VFD | HVAC Fan Motor ≤200 | VFD75 HP HVAC Fan Motor |  | VFDHVAC Fan Motor ≤200 | CEF2-CI-MD-VFD | VFD-94 | H-E-1238 | Boiler Feedwater Pump VFD - 75 HP | VFDs | Drives | 5000 | Drives | HP | 15 | N/A | N/A | N/A |  |  | N/A | 0.01 | 200 | N/A | N/A | N/A | N/A | VFD | [7 empty] | 0.76 |  |  |  | Motor Eff | [6 empty] | #N/A |  | N/A | N/A |  |  |  | 15 |  | 0.65 | 0.65 | 0.65 | 0.65 | 0.65 | 0.65 | 1.054 | 1.07 | 1.104
| 11218 | VFD | HVAC Fan Motor ≤200 | VFD100 HP HVAC Fan Motor |  | VFDHVAC Fan Motor ≤200 | CEF2-CI-MD-VFD | VFD-95 | H-E-1239 | Boiler Feedwater Pump VFD - 100 HP | VFDs | Drives | 5000 | Drives | HP | 15 | N/A | N/A | N/A |  |  | N/A | 0.01 | 200 | N/A | N/A | N/A | N/A | VFD | [7 empty] | 0.76 |  |  |  | Motor Eff | [6 empty] | #N/A |  | N/A | N/A |  |  |  | 15 |  | 0.65 | 0.65 | 0.65 | 0.65 | 0.65 | 0.65 | 1.054 | 1.07 | 1.104
| 11219 | VFD | HVAC Fan Motor ≤200 | VFD101 HP - 200 HP HVAC Fan Motor |  | VFDHVAC Fan Motor ≤200 | CEF2-CI-MD-VFD | VFD-96 | H-E-1240 | Boiler Feedwater Pump VFD - 101 HP to 200 HP | VFDs | HP | 50 | Drives | HP | 15 | N/A | N/A | N/A |  |  | N/A | 0.01 | 200 | N/A | N/A | N/A | N/A | VFD | [7 empty] | 0.76 |  |  |  | Motor Eff | [6 empty] | #N/A |  | N/A | N/A |  |  |  | 15 |  | 0.65 | 0.65 | 0.65 | 0.65 | 0.65 | 0.65 | 1.054 | 1.07 | 1.104
Note on D270: [Threaded comment] Your version of Excel allows you to read this threaded comment; however, any edits to it will get removed if the file is opened in a newer version of Excel. Learn more: https://go.microsoft.com/fwlink/?linkid=870924 Comment: Meaghan said to use eff this way because ground water and ground source and both going to require drilling/ similar labor expenses. Water is less invasive. 10/9/25

## M03-S04
|  | WELCOME |  | INSTRUCTIONS | [20 empty] | Sign OBR: Repayment Agreement |  |  | Sign Project Completion Certification |  | INCENTIVE RATES & REQUIREMENTS |  |  |  | ( CONTACT US
[9 empty] | Program Type: | Prescriptive |  |  |  | Site Name: | [Project Name] |  |  |  | Status: | Draft Pre-Application | [6 empty] | Estimated Incentive: | 0 |  | OBR Amt Requested:
0%
Progress
|  |  | Lighting & Lighting Controls |  | HVAC | HVAC Controls |  | Heating |  |  | Water Heating & Boilers |  | Refrigeration |  |  | Food Service |  | Agriculture |  |  |  | Plug Load |  |  | Residential Appliances |  |  | Miscellaneous
[11 empty] | 0 |  | 0 |  |  | 0 |  | 0 |  |  |  |  | Total Taxes & Ancillary Cost (From Invoice): | [14 empty] | No Savings for PC Summary | FALSE | [29 empty] | DO NOT DRAG DOWN - Line 1 different formula
[11 empty] | Section Cost |  | Section Incentive |  |  | Section Savings |  | Section Savings
| Install Location | Proposed Measure Category |  |  |  | Sub-Category |  |  | Quantity Type |  | Quantity | Manufacturer |  | Model |  |  | Capacity Type | Input Capacity |  |  | Eff Type | Existing Efficiency |  | Proposed Efficiency |  | Total Measure Cost |  |  | Total Cost | Estimated Incentive | Electric Savings |  |  | Natural Gas Savings | Verified Qty | Comments | Status | Measure Number | Calc Type | Incentive Unit Type | Incentive Units | Incentive/Unit | Incentive Total | Incentive Cap | Reported kWh Savings | Reported kW Savings | Reported thm Savings | Customer kWh Savings | Customer kW Savings | Customer thm Savings | CF |  | TRM Operation Hours | EFLH (Cool) | EFLH (Heat) |  |  |  | Energy Savings Factor | Deemed Therm | Savings Status | eTrack Building Type | eTrack Sector Type | eTrack Fuel Type | eTrack PreFixture | eTrack equipment type | eTrack equipment type2 | Baseline TE | Taxes | Labor + Taxes | Total Cost
[12 empty] | Serial Number | [13 empty] | Material |  | Labor | [23 empty] | PDF |  |  |  | Baseline Efficiency | Baseline Factor | Min Proposed Eff | [13 empty] | NTG Factor | Measure life | rr_kwh | rr_kw | rr_therms | Gross Source kWh | Net Site kWh | Net Source kWh | Gross Site Lifetime kWh | Gross Source Lifetime kWh | Net Site Lifetime kWh | Net Source Lifetime kWh | Gross Source therms | Net Site therms | Net Source therms | Gross Site Lifetime therms | Gross Source Lifetime therms | Net Site Lifetime therms | Net Source Lifetime therms | Gross Site MMBTU | Gross Source MMBTU | Net Site MMBTU | Net Source MMBTU | Gross Site Lifetime MMBTU | Gross Source Lifetime MMBTU | Net Site Lifetime MMBTU | Net Source Lifetime MMBTU | Peak Day Therm | Reported Net Source kW | Reported Net Site kW | Reported Net Source Peak Day therm | Actual Net Source Peak Day therm | Reported Net Site Peak Day therm | Actual Net Site Peak Day therm | Actual Gross Site MMBTU | Actual Gross Source MMBTU | Actual Net Site MMBTU | Actual Net Source MMBTU | Actual Gross Site Lifetime MMBTU | Actual Gross Source Lifetime MMBTU | Actual Net Site Lifetime MMBTU | Actual Net Source Lifetime MMBTU
1
2
3
4
5
6
7
8
9
10
PSE&G C&I Energy Efficiency Program | [6 empty] | © 2026 TRC Companies, Inc. TRC Companies, Inc. and its affiliates reserve all rights associated with this body of work. Content cannot be edited or replicated without the express, written consent of TRC Companies, Inc. or its affiliates. | [24 empty] | Prescriptive Incentive Application
1-844-300-PSEG (7734)
PSEGenergysaver@TRCcompanies.com | [14 empty] | V2.1 Effective Date 4/24/2026 | [16 empty] | This is a TRC tool
Participation Agreement
Project Information
Customer Information
Equipment Input
Payment
Project Review
Trade Ally / Contractor Information
On-Bill Repayment
Union Information

## M03-S05
|  | WELCOME |  | INSTRUCTIONS | [20 empty] | Sign OBR: Repayment Agreement |  |  | Sign Project Completion Certification |  | INCENTIVE RATES & REQUIREMENTS |  |  |  | ( CONTACT US
[10 empty] | Program Type: | Prescriptive |  |  |  | Site Name: | [Project Name] |  |  |  | Status: | Draft Pre-Application | [5 empty] | Estimated Incentive: | 0 |  | OBR Amt Requested:
0%
Progress
|  |  | Lighting & Lighting Controls |  | HVAC |  | HVAC Controls |  | Heating |  |  | Water Heating & Boilers |  | Refrigeration |  |  | Food Service |  | Agriculture |  |  |  | Plug Load |  | Residential Appliances |  |  | Miscellaneous
[39 empty] | No Savings for PC Summary | FALSE
[12 empty] | 0 |  | 0 |  |  | 0 |  | 0 |  |  |  |  | Total Taxes & Ancillary Cost (From Invoice): | [43 empty] | DO NOT DRAG DOWN - Line 1 different formula
[12 empty] | Section Cost |  | Section Incentive |  |  | Section Savings |  | Section Savings
[55 empty] | etrack EquipmentType | etrack EquipmentType2 | etrack Post Control
| Install Location | Proposed Measure Category |  |  |  | Sub-Category |  | Quantity Type |  |  | Quantity | Manufacturer | Model |  |  | Capacity Type | Input Capacity (per unit) | Eff Type | Proposed Efficiency |  |  | Capacity (Gal) | Equipment Type |  |  | Standby Loss (Btu/h) |  | Total Measure Cost |  | Total Cost | Estimated Incentive |  | Electric Savings |  | Natural Gas Savings | Verified Qty | Comments | Status | Measure Number | Calc Type | Incentive Unit Type | Incentive Units | Incentive/Unit | Incentive Total | Incentive Cap | Reported kWh Savings | Reported kW Savings | Reported thm Savings | Customer kWh Savings | Customer kW Savings | Customer thm Savings | CF | TRM Building Type | etrack Building Type |  |  |  | TRM Operation Hours | EFLH (Heat) | Baseline Efficiency | Baseline Water Heating Efficiency | Baseline Unit 1 etrack | UEF1 | UEF2 | HW Savings Factor | Pump Eff | Savings Status | Taxes | Labor + Taxes | Labor/Taxes + Material | NTG Factor | Measure life |  |  | Sub-Category | rr_kwh | rr_kw | rr_therms
[12 empty] | Serial Number | [15 empty] | Material | Labor | [43 empty] | Min | Max |  |  |  |  | Gross Source kWh | Net Site kWh | Net Source kWh | Gross Site Lifetime kWh | Gross Source Lifetime kWh | Net Site Lifetime kWh | Net Source Lifetime kWh | Gross Source therms | Net Site therms | Net Source therms | Gross Site Lifetime therms | Gross Source Lifetime therms | Net Site Lifetime therms | Net Source Lifetime therms | Gross Site MMBTU | Gross Source MMBTU | Net Site MMBTU | Net Source MMBTU | Gross Site Lifetime MMBTU | Gross Source Lifetime MMBTU | Net Site Lifetime MMBTU | Net Source Lifetime MMBTU | Peak Day Therm | Reported Net Source kW | Reported Net Site kW | Reported Net Source Peak Day therm | Actual Net Source Peak Day therm | Reported Net Site Peak Day therm | Actual Net Site Peak Day therm | Actual Gross Site MMBTU | Actual Gross Source MMBTU | Actual Net Site MMBTU | Actual Net Source MMBTU | Actual Gross Site Lifetime MMBTU | Actual Gross Source Lifetime MMBTU | Actual Net Site Lifetime MMBTU | Actual Net Source Lifetime MMBTU
1
2
3
4
5
6
7
8
9
10
11
12
13
14
15
16
17
18
19
20
21
22
23
24
25
26
27
28
29
30
PSE&G C&I Energy Efficiency Program | [7 empty] | © 2026 TRC Companies, Inc. TRC Companies, Inc. and its affiliates reserve all rights associated with this body of work. Content cannot be edited or replicated without the express, written consent of TRC Companies, Inc. or its affiliates. | [23 empty] | Prescriptive Incentive Application
1-844-300-PSEG (7734)
PSEGenergysaver@TRCcompanies.com | [15 empty] | V2.1 Effective Date 4/24/2026 | [15 empty] | This is a TRC tool
Participation Agreement
Project Information
Customer Information
Equipment Input
Payment
Project Review
Trade Ally / Contractor Information
On-Bill Repayment
Union Information

## DATA TABLES_HVAC (hidden)
| 2024 Redline TRM APPENDIX C: Heating & Cooling EFLH pg. 739 (large using unknown) Refrigeration Display Case Door |  |  |  | 2024 Redline TRM APPENDIX D: Hours pg. 746 (large using CV econ) VFDs |  | Building Type | [8 empty] | ERV/HRV |  |  | Current Codde Efficiencies
| Facility Type | EFLH_h | EFLH_c |  | Facility Type | HVAC Fan Motor | Chilled Water Pump | Heating Hot Water Pump | Condenser Water Pump | Cooling Tower Fan | EC Motor PDF | Smart Thermostat PDF |  |  |  | New HVAC System |  |  | Equipment Capacity | Heating Type | Minimum Cooling Efficiency | Minimum Heating Efficiency | Equipment Type | Size Category (kBtu input) | Minimum Efficiency
| Assembly | 708 | 693 |  | Assembly | 6858 | 3795 | 3795 | 3795 | 6858 | 0.006324 | 0.03244 |  |  |  | HVAC Row 1 |  |  | Air Source Air Conditioners |  |  |  | Gas Fired Furnace | < 225 | Nonweatherized 80% AFUE
| Auto Repair | 2132 | 452 |  | Auto Repair | 6339 | 4426 | 4426 | 4426 | 6339 | 0.005423 | 0.01077 |  |  |  | HVAC Row 2 |  |  | < 65,000 Btu/h | All | 13.4 SEER2 | N/A |  |  | Weatherized 81% AFUE
| Dormitory | 485 | 852 |  | Dormitory | 3833 | 3824 | 3772 | 2759 | 468 | 0.006276 | 0.04736 |  |  |  | HVAC Row 3 |  |  | ≥ 65,000 Btu/h and < 135,000 Btu/h | Electric Resistance | 11.2 EER, 14.8 IEER | N/A | Gas Fired Furnace | ≥ 225 | 81% Et
| Hospital | 1001 | 1273 |  | Hospital | 5626 | 6630 | 6493 | 5923 | 999 | 0.002741 | 0.02295 |  |  |  | HVAC Row 4 |  |  |  | Other | 11 EER, 14.6 IEER |  | Oil Fired Furnace | < 225 | Nonweatherized excluding mobile home: 83% AFUE
| Light Industrial | 854 | 523 |  | Light Industrial | 4801 | 2711 | 2711 | 2711 | 4801 | 0.008852 | 0.02687 |  |  |  | HVAC Row 5 |  |  | ≥ 135,000 Btu/h and < 240,000 Btu/h | Electric Resistance | 11 EER, 14.2 IEER | N/A |  |  | Nonweatherized mobile home: 75% AFUE
| Hotel | 923 | 2979 |  | Hotel | 8665 | 5936 | 7313 | 6960 | 2385 | 0.00277 | 0.02489 |  |  |  | HVAC Row 6 |  |  |  | Other | 10.8 EER, 14 IEER |  |  |  | Weatherized: 78% AFUE
| Lodging - Motel | 437 | 1022 |  | Lodging - Motel | 4540 | 2231 | 2231 | 2231 | 4540 | 0.010756 | 0.05254 |  |  |  | HVAC Row 7 |  |  | ≥ 240,000 Btu/h and < 760,000 Btu/h | Electric Resistance | 10 EER, 13.2 IEER | N/A | Oil Fired Furnace | ≥ 225 | 82% Et
| Office - Large | 623 | 805 |  | Office - Large | 4954 | 2948 | 2467 | 4297 | 510 | 0.004351 | 0.03691 |  |  |  | HVAC Row 8 |  |  |  | Other | 9.8 EER, 13 IEER |  | Gas Fired Unit Heaters | All Capacities | 80% Ec
| Office - Small | 449 | 904 |  | Office - Small | 5461 | 2548 | 2548 | 2548 | 5461 | 0.00942 | 0.05109 |  |  |  | HVAC Row 9 | [6 empty] | Oil Fired Unit Heaters | All Capacities | 80% Ec
| Other | 771 | 1144 |  | Other | [6 empty] | 0.02883 |  |  |  | HVAC Row 10 |  |  | ≥ 760,000 Btu/h | Electric Resistance | 9.7 EER, 12.5 IEER | N/A
| Religious Worship | 753 | 322 |  | Religious Worship | 3493 | 1912 | 1912 | 1912 | 3493 | 0.012551 | 0.0305 |  |  |  | HVAC Row 11 |  |  |  | Other | 9.5 EER, 12.3 IEER
| Restaurant – Fast-Food | 958 | 647 |  | Restaurant – Fast-Food | 6897 | 3992 | 3992 | 3992 | 6897 | 0.006012 | 0.02396 |  |  |  | HVAC Row 12 |  |  | Air Source Heat Pumps
| Restaurant – Full Service | 964 | 614 |  | Restaurant – Full Service | 6005 | 3671 | 3671 | 3671 | 6005 | 0.006538 | 0.0238 |  |  |  | HVAC Row 13 |  |  | < 65,000 Btu/h | All | 14.3 SEER2 (Split), 13.4 SEER2 (Package) | 7.5 HSPF2 (Split), 6.7 HSPF2 (Package)
| Retail - Big Box | 368 | 996 |  | Retail - Big Box | 5592 | 2760 | 2760 | 2760 | 5592 | 0.008696 | 0.0624 |  |  |  | HVAC Row 14 |  |  | ≥ 65,000 Btu/h and < 135,000 Btu/h | Electric Resistance | 11.0 EER, 14.1 IEER | 3.4 COPH (47F db/43F wb OA) 2.25 COPH (17F db/15F wb OA)
| Retail - Grocery | 971 | 2045 |  | Retail - Grocery | 8760 | 8760 | 8760 | 8760 | 8760 | 0.00274 | 0.02364 |  |  |  | HVAC Row 15 |  |  | and < 135,000 Btu/h | Other | 10.8 EER, 13.9 IEER
| Retail - Small | 626 | 903 |  | Retail - Small | 5789 | 3252 | 3252 | 3252 | 5789 | 0.007381 | 0.03665 |  |  |  | HVAC Row 16 |  |  | ≥ 135,000 Btu/h and < 240,000 Btu/h | Electric Resistance | 10.6 EER, 13.5 IEER | 3.2 COPH (47F db/43F wb OA) 2.05 COPH (17F db/15F wb OA)
| Retail - Large | 895 | 1035 |  | Retail - Large | 4540 | 2347 | 2184 | 3517 | 1075 | 0.005287 | 0.02565 |  |  |  | HVAC Row 17 |  |  |  | Other | 10.4 EER, 13.3 IEER
| School - Community College | 694 | 706 |  | School - Community College | 3480 | 2202 | 2783 | 2639 | 855 | 0.007135 | 0.03303 |  |  |  | HVAC Row 18 |  |  | ≥ 240,000 Btu/h | Electric Resistance | 9.5 EER, 12.5 IEER | 3.2 COPH (47F db/43F wb OA) 2.05 COPH (17F db/15F wb OA)
| School - Postsecondary | 777 | 753 |  | School - Postsecondary | 3943 | 2797 | 3303 | 3302 | 1294 | 0.006262 | 0.02952 |  |  |  | HVAC Row 19 |  |  |  | Other | 9.3 EER, 12.3 IEER
| School - Primary | 933 | 388 |  | School - Primary | 6004 | 4171 | 4171 | 4171 | 6004 | 0.005754 | 0.0246 |  |  |  | HVAC Row 20 |  |  | Look Up table
| School - Secondary | 484 | 457 |  | School - Secondary | 1953 | 1127 | 1333 | 1641 | 596 | 0.01233 | 0.04741 |  |  |  | HVAC Row 21 |  |  | Equipment | SEER/IEER | EER | HSPF/COP/AFUE
| Warehouse | 510 | 367 |  | Warehouse | 3604 | 1560 | 1560 | 1560 | 3604 | 0.015381 | 0.045 |  |  |  | HVAC Row 22 |  |  | Air Source Air Conditioners < 65,000 Btu/h & Gas Fired Furnace < 225kBtu | 13.4 |  | 80%
| Multifamily Low Rise | 965 | 761 |  | Multifamily Low Rise | [10 empty] | HVAC Row 23 |  |  | Air Source Air Conditioners < 65,000 Btu/h & Gas Fired Furnace < 225kBtu | 13.4 |  | 81%
| Multifamily High Rise | 965 | 761 |  | Multifamily High Rise | [10 empty] | HVAC Row 24 |  |  | Air Source Air Conditioners ≥ 65,000 Btu/h and < 135,000 Btu/h | 14.6 | 11 | 80%
[16 empty] | HVAC Row 25 |  |  | Air Source Air Conditioners ≥ 65,000 Btu/h and < 135,000 Btu/h | 14.6 | 11 | 81%
[16 empty] | HVAC Row 26 |  |  | Air Source Air Conditioners ≥ 135,000 Btu/h and < 240,000 Btu/h | 14 | 10.8 | 80%
[16 empty] | HVAC Row 27 |  |  | Air Source Air Conditioners ≥ 135,000 Btu/h and < 240,000 Btu/h | 14 | 10.8 | 81%
| Dual Enthalpy Economizer page 471 - 2024 Redline | Building Type | #N/A | [12 empty] | HVAC Row 28 |  |  | Air Source Air Conditioners ≥ 240,000 Btu/h and < 760,000 Btu/h | 13 | 9.8 | 80%
| Building Type | Savings (ΔkWh/ton) |  |  | VFD Economizer page 552 - 2024 Redline | [10 empty] | HVAC Row 29 |  |  | Air Source Air Conditioners ≥ 240,000 Btu/h and < 760,000 Btu/h | 13 | 9.8 | 81%
| Assembly | 27 |  |  | Sub-Category | Baseline Control Type | ESF | DSF | Identifer | [6 empty] | HVAC Row 30 |  |  | Air Source Air Conditioners ≥ 760,000 Btu/h | 12.3 | 9.5 | 80%
| Big Box Retail | 152 |  |  | Chilled Water Pump ≤200 | Constant Volume | 0.661 | 0.21 | Chilled Water Pump ≤200Constant Volume | [6 empty] | HVAC Row 31 |  |  | Air Source Air Conditioners ≥ 760,000 Btu/h | 12.3 | 9.5 | 81%
| Fast Food Restaurant | 39 |  |  | Chilled Water Pump ≤200 | Throttle Valve | 0.523 | 0.18 | Chilled Water Pump ≤200Throttle Valve | [6 empty] | HVAC Row 32 |  |  | Air Source Heat Pumps Split System < 65,000 Btu/h | 14.3 |  | 7.5
| Full Service Restaurant | 31 |  |  | Condenser Water Pump ≤200 | Constant Volume | 0.661 | 0.21 | Condenser Water Pump ≤200Constant Volume | [6 empty] | HVAC Row 33 |  |  | Air Source Heat Pumps Package System < 65,000 Btu/h | 13.4 |  | 6.7
| Elementary School | 25 |  |  | Condenser Water Pump ≤200 | Throttle Valve | 0.523 | 0.18 | Condenser Water Pump ≤200Throttle Valve | [6 empty] | HVAC Row 34 |  |  | Air Source Heat Pumps ≥ 65,000 Btu/h and < 135,000 Btu/h | 13.9 | 10.8 | 3.4
| Primary School | 42 |  |  | Cooling Tower Fan ≤200 | Constant Volume | 0.5 | 0.2 | Cooling Tower Fan ≤200Constant Volume | [6 empty] | HVAC Row 35 |  |  | Air Source Heat Pumps ≥ 135,000 Btu/h and < 240,000 Btu/h | 13.3 | 10.4 | 3.2
| Small Office | 186 |  |  | Cooling Tower Fan ≤200 | Two-Speed | 0.45 | 0.2 | Cooling Tower Fan ≤200Two-Speed | [6 empty] | HVAC Row 36 |  |  | Air Source Heat Pumps ≥ 240,000 Btu/h | 12.3 | 9.3 | 3.2
| Small Retail | 95 |  |  | Cooling Tower Fan ≤200 | Air Foil/Backward Incline | 0.396 | 0.22 | Cooling Tower Fan ≤200Air Foil/Backward Incline | [6 empty] | HVAC Row 37
| Religious | 6 |  |  | Cooling Tower Fan ≤200 | Air Foil/Backward Incline with Inlet Guide Vanes | 0.21 | 0.05 | Cooling Tower Fan ≤200Air Foil/Backward Incline with Inlet Guide Vanes | [6 empty] | HVAC Row 38
| Warehouse | 2 |  |  | Cooling Tower Fan ≤200 | Forward Curved | 0.191 | 0.11 | Cooling Tower Fan ≤200Forward Curved | [6 empty] | HVAC Row 39
| Other | 61 |  |  | Cooling Tower Fan ≤200 | Forward Curved with Inlet Guide Vanes | 0.055 | 0.01 | Cooling Tower Fan ≤200Forward Curved with Inlet Guide Vanes | [6 empty] | HVAC Row 40
[5 empty] | Heating Hot Water Pump ≤200 | Constant Volume | 0.661 | 0.21 | Heating Hot Water Pump ≤200Constant Volume | [6 empty] | HVAC Row 41
[5 empty] | Heating Hot Water Pump ≤200 | Throttle Valve | 0.523 | 0.18 | Heating Hot Water Pump ≤200Throttle Valve | [6 empty] | HVAC Row 42
[5 empty] | HVAC Fan Motor ≤200 | Constant Volume | 0.5 | 0.2 | HVAC Fan Motor ≤200Constant Volume | [6 empty] | HVAC Row 43
[5 empty] | HVAC Fan Motor ≤200 | Two-Speed | 0.45 | 0.2 | HVAC Fan Motor ≤200Two-Speed | [6 empty] | HVAC Row 44
| ECM - Hydro |  |  |  | HVAC Fan Motor ≤200 | Air Foil/Backward Incline | 0.396 | 0.22 | HVAC Fan Motor ≤200Air Foil/Backward Incline | [6 empty] | HVAC Row 45
| pg 236 | NYC Hours |  |  | HVAC Fan Motor ≤200 | Air Foil/Backward Incline with Inlet Guide Vanes | 0.21 | 0.05 | HVAC Fan Motor ≤200Air Foil/Backward Incline with Inlet Guide Vanes | [6 empty] | HVAC Row 46
| Facility Type | Heating | Cooling |  | HVAC Fan Motor ≤200 | Forward Curved | 0.191 | 0.11 | HVAC Fan Motor ≤200Forward Curved | [6 empty] | HVAC Row 47
| Assembly | 2908 | 1748 |  | HVAC Fan Motor ≤200 | Forward Curved with Inlet Guide Vanes | 0.055 | 0.01 | HVAC Fan Motor ≤200Forward Curved with Inlet Guide Vanes | [6 empty] | HVAC Row 48
| Auto Repair | 2658 | 1639 | [12 empty] | HVAC Row 49
| Big Box Retail | 2417 | 1520 | [12 empty] | HVAC Row 50
| Community College | 1999 | 1224 | [12 empty] | HVAC Row 51
| Dormitory | 5735 | 2863 | [12 empty] | HVAC Row 52
| Elementary School | 1838 | 1129 | [12 empty] | HVAC Row 53
| Fast Food Restaurant | 3918 | 2171 | [12 empty] | HVAC Row 54
| Full-Service Restaurant | 3394 | 1982 | [12 empty] | HVAC Row 55
| Grocery | 3673 | 2057 | [12 empty] | HVAC Row 56
| High School | 1999 | 1224 | [12 empty] | HVAC Row 57
| Hospital | 5735 | 2863 | [12 empty] | HVAC Row 58
| Hotel | 5735 | 2863 | [12 empty] | HVAC Row 59
| Large Office | 1685 | 1077 | [12 empty] | HVAC Row 60
| Large Retail | 2798 | 1705 | [12 empty] | HVAC Row 61
| Light Industrial | 2349 | 1334 | [12 empty] | HVAC Row 62
| Motel | 5735 | 2863 | [12 empty] | HVAC Row 63
| Religious | 1395 | 951 | [12 empty] | HVAC Row 64
| Small Office | 1498 | 956 | [12 empty] | HVAC Row 65
| Small Retail | 2590 | 1604 | [12 empty] | HVAC Row 66
| University | 2600 | 1547 | [12 empty] | HVAC Row 67
| Warehouse | 1769 | 1045 | [12 empty] | HVAC Row 68
HVAC Row 69
| ECM - Blower | assuming facility hours | [13 empty] | HVAC Row 70
| pg 230 | [14 empty] | HVAC Row 71
| Facility Type | (hrs/yr) | [13 empty] | HVAC Row 72
| Auto Related | 2810 | [13 empty] | HVAC Row 73
| Automotive / Transportation Service or Repair Facility (24/7) | 8760 | [13 empty] | HVAC Row 74
| Bakery | 2854 | [13 empty] | HVAC Row 75
| Banks | 3748 | [13 empty] | HVAC Row 76
| Church | 1955 | [13 empty] | HVAC Row 77
| College– Cafeteria | 2713 | [13 empty] | HVAC Row 78
| College – Classes | 2586 | [13 empty] | HVAC Row 79
| College - Dormitory | 3066 | [13 empty] | HVAC Row 80
| Commercial Condos | 3100 | [13 empty] | HVAC Row 81
| Convenience Stores | 6376 | [13 empty] | HVAC Row 82
| Convention Center | 1954 | [13 empty] | HVAC Row 83
| Court House | 3748 | [13 empty] | HVAC Row 84
| Dining: Bar Lounge/Leisure | 4182 | [13 empty] | HVAC Row 85
| Dining: Cafeteria / Fast Food | 6456 | [13 empty] | HVAC Row 86
| Dining: Family | 4182 | [13 empty] | HVAC Row 87
| Entertainment | 1952 | [13 empty] | HVAC Row 88
| Exercise Center | 5836 | [13 empty] | HVAC Row 89
| Fast Food Restaurants | 6376 | [13 empty] | HVAC Row 90
| Fire Station (Unmanned) | 1953 | [13 empty] | HVAC Row 91
| Food Stores | 4055 | [13 empty] | HVAC Row 92
| Gymnasium | 2586
| Hospitals | 7674
| Hospitals / Health Care | 7666
| Industrial - 1 Shift | 2857
| Industrial - 2 Shift | 4730
| Industrial - 3 Shift | 6631
| Laundromats | 4056
| Library | 3748
| Light Manufacturers | 2613
| Lodging (Hotels/Motels) | 3064
| Mall Concourse | 4833
| Manufacturing Facility | 2857
| Medical Offices | 3748
| Motion Picture Theatre | 1954
| Multi-Family (Common Areas) | 7665
| Museum | 3748
| Nursing Homes | 5840
| Office (General Office Types) | 3013
| Parking Garages | 4368
| Parking Garages (24/7) | 7717
| Parking Lots | 4100
| Penitentiary | 5477
| Performing Arts Theatre | 2586
| Police / Fire Stations (24 Hr) | 7665
| Post Office | 3748
| Pump Stations | 1949
| Refrigerated Warehouse | 2602
| Religious Building | 1955
| Restaurants | 4182 |  | Fuel Type | Table 9-2
| Retail | 3463 |  | Electric Cooling & Gas Heat | AC with Fuel Heat
| School / University | 2187 |  | Electric Cooling & Oil Heat | AC with Fuel Heat
| Schools (Jr./Sr. High) | 2187 |  | Electric Cooling & Propane Heat | AC with Fuel Heat
| Schools (Preschool/Elementary) | 2187 |  | Electric Cooling & Resistance Heat | AC with electric heat
| Schools (Technical/Vocational) | 2187 |  | Heat Pump | Heat Pump
| Small Services | 3750 |  | Natural Gas Heat Only | Fuel Heat Only
| Sports Arena | 1954 |  | No Electric Cooling (Electric Resistance Heat Only) | Electric Heat only
| Town Hall | 3748 |  | No Electric Cooling (Oil/Propane/Steam/No Heat) | Fuel Heat Only
| Transportation | 6456
| Warehouse (Not Refrigerated) | 2602
| Waste Water Treatment Plant | 6631
| Workshop | 3750
EC Motors page 767 - 2024 Redline Appendix F: HVAC Factors
| Building Type | #N/A
Fuel Type
| Building Type | Fuel Type | Identifer | HVACc | HVACd | HVACff
| Multifamily Low Rise | AC with Fuel Heat | Multifamily Low RiseAC with Fuel Heat | 0.055 | 0.136 | -0.002
| Assembly | AC with Fuel Heat | AssemblyAC with Fuel Heat | 0.16 | 0.2 | -0.002
| Auto Repair | AC with Fuel Heat | Auto RepairAC with Fuel Heat | 0.076 | 0.2 | -0.004
| Retail - big box | AC with Fuel Heat | Retail - big boxAC with Fuel Heat | 0.17 | 0.2 | -0.001
| School - primary | AC with Fuel Heat | School - primaryAC with Fuel Heat | 0.11 | 0.2 | -0.003
| Restaurant – Fast-Food | AC with Fuel Heat | Restaurant – Fast-FoodAC with Fuel Heat | 0.11 | 0.2 | -0.003
| Restaurant – Full Service | AC with Fuel Heat | Restaurant – Full ServiceAC with Fuel Heat | 0.11 | 0.2 | -0.003
| Retail - Grocery | AC with Fuel Heat | Retail - GroceryAC with Fuel Heat | 0.17 | 0.2 | -0.001
| Light Industrial | AC with Fuel Heat | Light IndustrialAC with Fuel Heat | 0.1 | 0.2 | -0.002
| Lodging - Motel | AC with Fuel Heat | Lodging - MotelAC with Fuel Heat | 0.114 | 0.2 | -0.002
| Religious Worship | AC with Fuel Heat | Religious WorshipAC with Fuel Heat | 0.092 | 0.2 | -0.001
| Office - Small | AC with Fuel Heat | Office - SmallAC with Fuel Heat | 0.12 | 0.2 | -0.002
| Retail - Small | AC with Fuel Heat | Retail - SmallAC with Fuel Heat | 0.13 | 0.2 | -0.002
| Warehouse | AC with Fuel Heat | WarehouseAC with Fuel Heat | 0.078 | 0.2 | -0.002
| Other | AC with Fuel Heat | OtherAC with Fuel Heat | 0.114 | 0.2 | -0.002
| Multifamily High Rise | AC with Fuel Heat | Multifamily High RiseAC with Fuel Heat | 0.101 | 0.194 | -0.002
| College dormitory | AC with Fuel Heat | College dormitoryAC with Fuel Heat | 0.025 | 0.2 | -0.001
| School - Community college | AC with Fuel Heat | School - Community collegeAC with Fuel Heat | 0.019 | 0.2 | -0.002
| School - Secondary | AC with Fuel Heat | School - SecondaryAC with Fuel Heat | 0.022 | 0.2 | -0.003
| Hospital | AC with Fuel Heat | HospitalAC with Fuel Heat | 0.019 | 0.2 | -0.002
| Hotel | AC with Fuel Heat | HotelAC with Fuel Heat | 0.019 | 0.2 | -0.002
| Office - Large | AC with Fuel Heat | Office - LargeAC with Fuel Heat | 0.019 | 0.2 | -0.002
| Retail - Large | AC with Fuel Heat | Retail - LargeAC with Fuel Heat | 0.023 | 0.2 | -0.002
| University | AC with Fuel Heat | UniversityAC with Fuel Heat | 0.02 | 0.2 | -0.003
| Multifamily Low Rise | Heat Pump | Multifamily Low RiseHeat Pump | -0.064 | 0.163 | 0
| Assembly | Heat Pump | AssemblyHeat Pump | -0.052 | 0.2 | 0
| Auto Repair | Heat Pump | Auto RepairHeat Pump | -0.308 | 0.2 | 0
| Retail - big box | Heat Pump | Retail - big boxHeat Pump | 0.055 | 0.2 | 0
| School - primary | Heat Pump | School - primaryHeat Pump | -0.15 | 0.2 | 0
| Restaurant – Fast-Food | Heat Pump | Restaurant – Fast-FoodHeat Pump | -0.471 | 0.2 | 0
| Restaurant – Full Service | Heat Pump | Restaurant – Full ServiceHeat Pump | -0.486 | 0.2 | 0
| Retail - Grocery | Heat Pump | Retail - GroceryHeat Pump | 0.055 | 0.2 | 0
| Light Industrial | Heat Pump | Light IndustrialHeat Pump | -0.083 | 0.2 | 0
| Lodging - Motel | Heat Pump | Lodging - MotelHeat Pump | -0.155 | 0.2 | 0
| Religious Worship | Heat Pump | Religious WorshipHeat Pump | -0.06 | 0.2 | 0
| Office - Small | Heat Pump | Office - SmallHeat Pump | -0.003 | 0.2 | 0
| Retail - Small | Heat Pump | Retail - SmallHeat Pump | -0.044 | 0.2 | 0
| Warehouse | Heat Pump | WarehouseHeat Pump | -0.109 | 0.2 | 0
| Other | Heat Pump | OtherHeat Pump | -0.155 | 0.2 | 0
| Multifamily High Rise | Heat Pump | Multifamily High RiseHeat Pump | 0.101 | 0.194 | -0.002
| College dormitory | Heat Pump | College dormitoryHeat Pump | 0.025 | 0.2 | -0.001
| School - Community college | Heat Pump | School - Community collegeHeat Pump | 0.019 | 0.2 | -0.002
| School - Secondary | Heat Pump | School - SecondaryHeat Pump | 0.022 | 0.2 | -0.003
| Hospital | Heat Pump | HospitalHeat Pump | 0.019 | 0.2 | -0.002
| Hotel | Heat Pump | HotelHeat Pump | 0.019 | 0.2 | -0.002
| Office - Large | Heat Pump | Office - LargeHeat Pump | 0.019 | 0.2 | -0.002
| Retail - Large | Heat Pump | Retail - LargeHeat Pump | 0.023 | 0.2 | -0.002
| University | Heat Pump | UniversityHeat Pump | 0.02 | 0.2 | -0.003
| Multifamily Low Rise | AC with electric heat | Multifamily Low RiseAC with electric heat | -0.26 | 0.136 | 0
| Assembly | AC with electric heat | AssemblyAC with electric heat | -0.243 | 0.2 | 0
| Auto Repair | AC with electric heat | Auto RepairAC with electric heat | -0.795 | 0.2 | 0
| Retail - big box | AC with electric heat | Retail - big boxAC with electric heat | -0.065 | 0.2 | 0
| School - primary | AC with electric heat | School - primaryAC with electric heat | -0.481 | 0.2 | 0
| Restaurant – Fast-Food | AC with electric heat | Restaurant – Fast-FoodAC with electric heat | -0.471 | 0.2 | 0
| Restaurant – Full Service | AC with electric heat | Restaurant – Full ServiceAC with electric heat | -0.486 | 0.2 | 0
| Retail - Grocery | AC with electric heat | Retail - GroceryAC with electric heat | -0.065 | 0.2 | 0
| Light Industrial | AC with electric heat | Light IndustrialAC with electric heat | -0.313 | 0.2 | 0
| Lodging - Motel | AC with electric heat | Lodging - MotelAC with electric heat | -0.34 | 0.2 | 0
| Religious Worship | AC with electric heat | Religious WorshipAC with electric heat | -0.199 | 0.2 | 0
| Office - Small | AC with electric heat | Office - SmallAC with electric heat | -0.157 | 0.2 | 0
| Retail - Small | AC with electric heat | Retail - SmallAC with electric heat | -0.258 | 0.2 | 0
| Warehouse | AC with electric heat | WarehouseAC with electric heat | -0.273 | 0.2 | 0
| Other | AC with electric heat | OtherAC with electric heat | -0.34 | 0.2 | 0
| Multifamily High Rise | AC with electric heat | Multifamily High RiseAC with electric heat | 0.101 | 0.194 | -0.002
| College dormitory | AC with electric heat | College dormitoryAC with electric heat | 0.025 | 0.2 | -0.001
| School - Community college | AC with electric heat | School - Community collegeAC with electric heat | 0.019 | 0.2 | -0.002
| School - Secondary | AC with electric heat | School - SecondaryAC with electric heat | 0.022 | 0.2 | -0.003
| Hospital | AC with electric heat | HospitalAC with electric heat | 0.019 | 0.2 | -0.002
| Hotel | AC with electric heat | HotelAC with electric heat | 0.019 | 0.2 | -0.002
| Office - Large | AC with electric heat | Office - LargeAC with electric heat | 0.019 | 0.2 | -0.002
| Retail - Large | AC with electric heat | Retail - LargeAC with electric heat | 0.023 | 0.2 | -0.002
| University | AC with electric heat | UniversityAC with electric heat | 0.02 | 0.2 | -0.003
| Multifamily Low Rise | Electric Heat only | Multifamily Low RiseElectric Heat only | -0.32 | 0 | 0
| Assembly | Electric Heat only | AssemblyElectric Heat only | -0.4 | 0 | 0
| Auto Repair | Electric Heat only | Auto RepairElectric Heat only | -0.891 | 0 | 0
| Retail - big box | Electric Heat only | Retail - big boxElectric Heat only | -0.226 | 0 | 0
| School - primary | Electric Heat only | School - primaryElectric Heat only | -0.646 | 0 | 0
| Restaurant – Fast-Food | Electric Heat only | Restaurant – Fast-FoodElectric Heat only | -0.827 | 0 | 0
| Restaurant – Full Service | Electric Heat only | Restaurant – Full ServiceElectric Heat only | -0.637 | 0 | 0
| Retail - Grocery | Electric Heat only | Retail - GroceryElectric Heat only | -0.226 | 0 | 0
| Light Industrial | Electric Heat only | Light IndustrialElectric Heat only | -0.415 | 0 | 0
| Lodging - Motel | Electric Heat only | Lodging - MotelElectric Heat only | -0.482 | 0 | 0
| Religious Worship | Electric Heat only | Religious WorshipElectric Heat only | -0.291 | 0 | 0
| Office - Small | Electric Heat only | Office - SmallElectric Heat only | -0.239 | 0 | 0
| Retail - Small | Electric Heat only | Retail - SmallElectric Heat only | -0.375 | 0 | 0
| Warehouse | Electric Heat only | WarehouseElectric Heat only | -0.352 | 0 | 0
| Other | Electric Heat only | OtherElectric Heat only | -0.482 | 0 | 0
| Multifamily High Rise | Electric Heat only | Multifamily High RiseElectric Heat only | 0.101 | 0.194 | -0.002
| College dormitory | Electric Heat only | College dormitoryElectric Heat only | 0.025 | 0.2 | -0.001
| School - Community college | Electric Heat only | School - Community collegeElectric Heat only | 0.019 | 0.2 | -0.002
| School - Secondary | Electric Heat only | School - SecondaryElectric Heat only | 0.022 | 0.2 | -0.003
| Hospital | Electric Heat only | HospitalElectric Heat only | 0.019 | 0.2 | -0.002
| Hotel | Electric Heat only | HotelElectric Heat only | 0.019 | 0.2 | -0.002
| Office - Large | Electric Heat only | Office - LargeElectric Heat only | 0.019 | 0.2 | -0.002
| Retail - Large | Electric Heat only | Retail - LargeElectric Heat only | 0.023 | 0.2 | -0.002
| University | Electric Heat only | UniversityElectric Heat only | 0.02 | 0.2 | -0.003
| Multifamily Low Rise | Fuel Heat Only | Multifamily Low RiseFuel Heat Only | -0.005 | 0 | 0
| Assembly | Fuel Heat Only | AssemblyFuel Heat Only | 0 | 0 | 0
| Auto Repair | Fuel Heat Only | Auto RepairFuel Heat Only | 0 | 0 | 0
| Retail - big box | Fuel Heat Only | Retail - big boxFuel Heat Only | 0 | 0 | 0
| School - primary | Fuel Heat Only | School - primaryFuel Heat Only | 0 | 0 | 0
| Restaurant – Fast-Food | Fuel Heat Only | Restaurant – Fast-FoodFuel Heat Only | 0 | 0 | 0
| Restaurant – Full Service | Fuel Heat Only | Restaurant – Full ServiceFuel Heat Only | 0 | 0 | 0
| Retail - Grocery | Fuel Heat Only | Retail - GroceryFuel Heat Only | 0 | 0 | 0
| Light Industrial | Fuel Heat Only | Light IndustrialFuel Heat Only | 0 | 0 | 0
| Lodging - Motel | Fuel Heat Only | Lodging - MotelFuel Heat Only | 0 | 0 | 0
| Religious Worship | Fuel Heat Only | Religious WorshipFuel Heat Only | 0 | 0 | 0
| Office - Small | Fuel Heat Only | Office - SmallFuel Heat Only | 0 | 0 | 0
| Retail - Small | Fuel Heat Only | Retail - SmallFuel Heat Only | 0 | 0 | 0
| Warehouse | Fuel Heat Only | WarehouseFuel Heat Only | 0 | 0 | 0
| Other | Fuel Heat Only | OtherFuel Heat Only | 0 | 0 | 0
| Multifamily High Rise | Fuel Heat Only | Multifamily High RiseFuel Heat Only | 0 | 0 | 0
| College dormitory | Fuel Heat Only | College dormitoryFuel Heat Only | 0 | 0 | 0
| School - Community college | Fuel Heat Only | School - Community collegeFuel Heat Only | 0.019 | 0.2 | 0
| School - Secondary | Fuel Heat Only | School - SecondaryFuel Heat Only | 0.022 | 0.2 | 0
| Hospital | Fuel Heat Only | HospitalFuel Heat Only | 0.019 | 0.2 | 0
| Hotel | Fuel Heat Only | HotelFuel Heat Only | 0.019 | 0.2 | 0
| Office - Large | Fuel Heat Only | Office - LargeFuel Heat Only | 0.019 | 0.2 | 0
| Retail - Large | Fuel Heat Only | Retail - LargeFuel Heat Only | 0.023 | 0.2 | 0
| University | Fuel Heat Only | UniversityFuel Heat Only | 0.02 | 0.2 | 0
Smart Thermostat
EFLH, using Wilmington, DE
| Facility | EFLH_Cool | EFLH_HeatPump | EFLH_Gas
| Assembly | 922 | 1150 | 1969
| Education - Community College | 701 | 736 | 878
| Education - Primary School | 288 | 689 | 573
| Education - Relocatable Classroom | 342 | 668 | 554
| Education - Secondary School | 331 | 742 | 683
| Education - University | 774 | 546 | 1052
| Grocery | 662 | 1015 | 1015
| Health/Medical - Hospital | 1194 | 221 | 339
| Health/Medical - Nursing Home | 634 | 962 | 1607
| Lodging - Hotel | 1787 | 2313 | 1389
| Manufacturing – Bio Tech/High Tech | 853 | 151 | 151
| Manufacturing – 1 Shift/Light Industrial | 449 | 603 | 788
| Multi-Family (Common Areas) | 1485 | 264 | 1669
| Office - Large | 716 | 228 | 2286
| Office - Small | 619 | 454 | 466
| Restaurant - Fast-Food | 712 | 1265 | 886
| Restaurant - Sit-Down | 750 | 1167 | 919
| Retail - Multistory Large | 866 | 609 | 1053
| Retail - Single-Story Large | 890 | 762 | 762
| Retail - Small | 901 | 642 | 605
| Storage - Conditioned | 239 | 881 | 508
| Warehouse - Refrigerated | 3824 | 353 | 353
eTrack
| Calc Type | etrack Building Type | CI-MD-ECBF | CI-HVAC-ECMHP | CI-HVAC-EHS | CI-HVAC-PF |  |  |  |  | Measure Number | Measure Code | Spec Display name | Calc Type | fileColumnName
| DEE | #N/A |  | Assembly | Assembly | Assembly |  |  |  |  | 12010 | CI-HVAC-EHS | Number of Units | HVAC1 | Numofunits
| Auto Repair |  |  | Auto Repair | Auto Repair | Auto Repair |  |  |  |  | 12011 | CI-HVAC-EHS | Number of Units | HVAC2 | Numofunits
| Clinic |  | Hospitals / Health Care | [7 empty] | 12023 | CI-HVAC-DEE | Number of Units | DEE | Numofunits
| Dormitory |  | College - Dormitory | Dormitory | Dormitory | Dormitory |  |  |  |  | 12025 | RES-HVAC-DMDHHP | Not mapped | HVAC1 | Not mapped
| Hospital |  | Hospital | Hospital | Hospital | Hospital |  |  |  |  | 12026 | RES-HVAC-DMDHHP | Not mapped | HVAC2 | Not mapped
| Light Industrial | Light Industrial | Light Manufacturers | Light Industrial | Light Industrial | Light Industrial |  |  |  |  | 12036 | CI-MD-ECBF | Number of Measures Installed Under the Program | ECMBlower | Numofunits
| Lodging - Hotel |  | Lodging (Hotels/Motels) | Hotel | Lodging - Hotel | Lodging - Hotel |  |  |  |  | 12037 | CI-HVAC-ECMHP | Number of measures installed under the program | ECMHydro | Numofunits
| Lodging - Motel |  | Lodging (Hotels/Motels) | Motel | Lodging - Motel | Lodging - Motel |  |  |  |  | 12061 | CI-HVAC-BCN | Number of Units | FUE1 | Numofunits
| Multifamily Low Rise |  |  |  |  | Multi-family Low-Rise |  |  |  |  | 12062 | CI-HVAC-BCN | Number of Units | FUE2 | Numofunits
| Multifamily High Rise |  |  |  |  | Multi-family High-Rise |  |  |  |  | 12075 | CI-HVAC-HSF | Number of fans installed under the program | HSFC | Numofunits
| Office - Large |  | Offices | Large Office | Office - Large | Office - Large |  |  |  |  | 12076 | CI-HVAC-HSF | Number of fans installed under the program | HSFV | Numofunits
| Office - Small | Small Office | Offices | Small Office | Office - Small | Office - Small |  |  |  |  | 12085 | CI-HVAC-HVLSF | Number of fans installed under the program | HVLS | Numofunits
| Other | Other |  |  | Other | Other |  |  |  |  | 12095 | CI-HVAC-GROS | Quantity | OccSen | PreFixtureQty
| Parking Garage | [9 empty] | 12105 | CI-HVAC-PF | Quantity | MAU | Numofunits
| Religious Worship | Religious | Religious Building | Religious | Religious Worship | Religious Worship |  |  |  |  | 12116 | CI-HVAC-EHS | Number of Units | PTAC | Numofunits
| Restaurant - Fast Food | Restaurant - Fast Food | Restaurant - Fast Food | Fast Food Restaurant | Restaurant - Fast Food | Restaurant - Fast Food |  |  |  |  | 12117 | CI-HVAC-EHS | Number of Units | PTHP | Numofunits
| Restaurant - Full Service | Full Service Restaurant | Restaurant | Full-Service Restaurant | Restaurant - Full Service | Restaurant - Full Service |  |  |  |  | 12141 | CI-HVAC-ST | Not mapped | STAT | Not mapped
| Retail - Big Box | Big Box Retail | Retail | Big Box Retail | Retail - Big Box | Retail - Big Box |  |  |  |  | 12143 | CI-HVAC-VFD | Number of motors controlled by VFD(s) per application | VFD | Numofunits
| Retail - Grocery |  | Retail | Grocery | Retail - Grocery | Retail - Grocery
| Retail - Small | Small Retail | Retail | Small Retail | Retail - Small | Retail - Small
| Retail - Large |  | Retail | Large Retail | Retail - Large | Retail - Large
| School - Community College |  | School / University | Community College | School - Community College | School - Community College
| School - Post-Secondary |  | Schools (Technical/Vocational) | University | School - Postsecondary | School - Postsecondary
| School - Primary | Primary School | Schools (Preschool/Elementary) | Elementary School | School - Primary | School - Primary
| School - Secondary |  | Schools (Jr./Sr. High) | High School | School - Secondary | School - Secondary
| Warehouse | Warehouse | Warehouse (Not Refrigerated) | Warehouse | Warehouse | Warehouse
|  | Space Conditioning Type | Category
|  | Electric Cooling & Gas Heat | Demand Control Ventilation
|  | Electric Cooling & Gas Heat | EC Motor - HVAC Blower Fan
|  | Electric Cooling & Gas Heat | EC Motor - Hydronic Pump
|  | Electric Cooling & Gas Heat | Energy Recovery Ventilator
|  | Electric Cooling & Gas Heat | Heat Recovery Ventilator
|  | Electric Cooling & Gas Heat | Hotel Room Occ Sensor
|  | Electric Cooling & Gas Heat | Motel Room Occ Sensor
|  | Electric Cooling & Gas Heat | Smart Thermostat - AC & Gas Heat
|  | Electric Cooling & Gas Heat | VFD
|  | Electric Cooling & Oil Heat | Demand Control Ventilation
|  | Electric Cooling & Oil Heat | EC Motor - HVAC Blower Fan
|  | Electric Cooling & Oil Heat | EC Motor - Hydronic Pump
|  | Electric Cooling & Oil Heat | Energy Recovery Ventilator
|  | Electric Cooling & Oil Heat | Heat Recovery Ventilator
|  | Electric Cooling & Oil Heat | Hotel Room Occ Sensor
|  | Electric Cooling & Oil Heat | Motel Room Occ Sensor
|  | Electric Cooling & Oil Heat | VFD
|  | Electric Cooling & Propane Heat | Demand Control Ventilation
|  | Electric Cooling & Propane Heat | EC Motor - HVAC Blower Fan
|  | Electric Cooling & Propane Heat | EC Motor - Hydronic Pump
|  | Electric Cooling & Propane Heat | Energy Recovery Ventilator
|  | Electric Cooling & Propane Heat | Heat Recovery Ventilator
|  | Electric Cooling & Propane Heat | Hotel Room Occ Sensor
|  | Electric Cooling & Propane Heat | Motel Room Occ Sensor
|  | Electric Cooling & Propane Heat | VFD
|  | Electric Cooling & Resistance Heat | Demand Control Ventilation
|  | Electric Cooling & Resistance Heat | EC Motor - HVAC Blower Fan
|  | Electric Cooling & Resistance Heat | EC Motor - Hydronic Pump
|  | Electric Cooling & Resistance Heat | Energy Recovery Ventilator
|  | Electric Cooling & Resistance Heat | Heat Recovery Ventilator
|  | Electric Cooling & Resistance Heat | Hotel Room Occ Sensor
|  | Electric Cooling & Resistance Heat | Motel Room Occ Sensor
|  | Electric Cooling & Resistance Heat | Smart Thermostat - AC & Elec Heat
|  | Electric Cooling & Resistance Heat | VFD
|  | Heat Pump | Demand Control Ventilation
|  | Heat Pump | EC Motor - HVAC Blower Fan
|  | Heat Pump | EC Motor - Hydronic Pump
|  | Heat Pump | Energy Recovery Ventilator
|  | Heat Pump | Heat Recovery Ventilator
|  | Heat Pump | Hotel Room Occ Sensor
|  | Heat Pump | Motel Room Occ Sensor
|  | Heat Pump | Smart Thermostat - AC & Elec Heat
|  | Heat Pump | VFD
|  | Natural Gas Heat Only | Demand Control Ventilation
|  | Natural Gas Heat Only | EC Motor - HVAC Blower Fan
|  | Natural Gas Heat Only | EC Motor - Hydronic Pump
|  | Natural Gas Heat Only | Energy Recovery Ventilator
|  | Natural Gas Heat Only | Heat Recovery Ventilator
|  | Natural Gas Heat Only | Hotel Room Occ Sensor
|  | Natural Gas Heat Only | Motel Room Occ Sensor
|  | Natural Gas Heat Only | VFD
|  | No Electric Cooling (Electric Resistance Heat Only) | Demand Control Ventilation
|  | No Electric Cooling (Electric Resistance Heat Only) | EC Motor - HVAC Blower Fan
|  | No Electric Cooling (Electric Resistance Heat Only) | EC Motor - Hydronic Pump
|  | No Electric Cooling (Electric Resistance Heat Only) | Energy Recovery Ventilator
|  | No Electric Cooling (Electric Resistance Heat Only) | Heat Recovery Ventilator
|  | No Electric Cooling (Electric Resistance Heat Only) | Hotel Room Occ Sensor
|  | No Electric Cooling (Electric Resistance Heat Only) | Motel Room Occ Sensor
|  | No Electric Cooling (Electric Resistance Heat Only) | VFD
|  | No Electric Cooling (Oil/Propane/Steam/No Heat) | Demand Control Ventilation
|  | No Electric Cooling (Oil/Propane/Steam/No Heat) | EC Motor - HVAC Blower Fan
|  | No Electric Cooling (Oil/Propane/Steam/No Heat) | EC Motor - Hydronic Pump
|  | No Electric Cooling (Oil/Propane/Steam/No Heat) | Energy Recovery Ventilator
|  | No Electric Cooling (Oil/Propane/Steam/No Heat) | Heat Recovery Ventilator
|  | No Electric Cooling (Oil/Propane/Steam/No Heat) | Hotel Room Occ Sensor
|  | No Electric Cooling (Oil/Propane/Steam/No Heat) | Motel Room Occ Sensor
|  | No Electric Cooling (Oil/Propane/Steam/No Heat) | VFD
| Table_HVAC_HVAC2_BaselineScenarioElectric | HVAC2 Baseline scenarios
Table 3 113 Baseline Electric Energy Consumption Equations (2024 NJ TRM)
|  | Baseline Equipment | Cooling kWh (kWhc,b) | Heating kWh (kWhh,b or kWhsupplement) | Cooling Eff Units | Heating Eff Units | Cooling Formula Type | Heating Formula Type
|  | No existing cooling | (1-F_(baseline,c) )×(Cap_c)/(〖SEER2〗_b×1,000)×〖EFLH〗_c | N/A | SEER2 | N/A | 3 | 0
|  | No existing heating, central fossil fuel system | N/A | F_(baseline,h)×(Cap_h)/(〖HSPF2〗_b×1,000)×〖EFLH〗_h | N/A | HSPF2 | 0 | 3
|  | No existing heating, central electric resistance/electric furnace | N/A | F_(baseline,h)×(Cap_h)/(〖HSPF2〗_b×1,000)×〖EFLH〗_h +(1-F_(baseline,h))×(Cap_h)/(3.412×1,000)×〖EFLH〗_h | N/A | HSPF2 | 0 | 4
|  | Mini-split heat pump, ASHP (Cooling Capacity < 65 kBtu/h) or whole building new construction | OSF×(Cap_c)/(〖SEER2〗_b×1,000)×〖EFLH〗_c | (Cap_h)/(〖HSPF2〗_b×1,000)×〖EFLH〗_h | SEER2 | HSPF2 | 2 | 1
|  | ASHP (Cooling Capacity > 65 kBtu/h & IEER Available) | OSF×(Cap_c)/(〖IEER〗_b×1,000)×〖EFLH〗_c | (Cap_h)/(COP_b×3.412×1,000)×〖EFLH〗_h | IEER | COP | 2 | 2 |  | Air Source Heat Pump (< 65 kBtu/h)
|  | ASHP (Cooling Capacity > 65 kBtu/h & IEER not available) | OSF×(Cap_c)/(〖EER2〗_b×1,000)×〖EFLH〗_c | (Cap_h)/(COP_b×3.412×1,000)×〖EFLH〗_h | EER2 | COP | 2 | 2 |  | Air Source Air Conditioner (< 65 kBtu/h)
|  | Air Source Air Conditioner (Cooling Capacity < 65 kBtu/h) | (Cap_c)/(〖SEER2〗_b×1,000)×〖EFLH〗_c | N/A | SEER2 | N/A | 1 | 0 |  | Air Source Heat Pump (≥ 65 kBtu/h)
|  | Air Source Air Conditioner (Cooling Capacity > 65 kBtu/h & IEER Available) | (Cap_c)/(〖IEER〗_b×1,000)×〖EFLH〗_c | N/A | IEER | N/A | 1 | 0 |  | Air Source Air Conditioner (≥ 65 kBtu/h)
|  | Air Source Air Conditioner (Cooling Capacity > 65 kBtu/h & IEER not available) | (Cap_c)/(〖EER2〗_b×1,000)×〖EFLH〗_c | N/A | EER2 | N/A | 1 | 0 |  | PTAC with electric resistance heat
|  | PTAC with electric resistance heat | (Cap_c)/(〖EER2〗_b×1,000)×〖EFLH〗_c | (Cap_h)/(3.412×1,000)×〖EFLH〗_h | EER2 | COP | 1 | 5 |  | PTHP
|  | PTAC with fossil fuel heat | (Cap_c)/(〖EER2〗_b×1,000)×〖EFLH〗_c | N/A | EER2 | N/A | 1 | 0 |  | Ground Source Heat Pump (< 65 kBtu/h)
|  | PTHP | OSF×(Cap_c)/(〖EER2〗_b×1,000)×〖EFLH〗_c | (Cap_h)/(COP_b×3.412×1,000)×〖EFLH〗_h | EER2 | COP | 2 | 2 |  | GSHP (Cooling Capacity > 65 kBtu/h)
|  | Electric resistance/electric furnace heating | N/A | (Cap_h)/(3.412×1,000)×〖EFLH〗_h | N/A | COP | 0 | 5 |  | Electric Resistance/electric furnace heating
|  | Room Air Conditioner | (Cap_c)/(C〖EER〗_b×1,000)×〖EFLH〗_c | N/A | EER | N/A | 1 | 0 |  | Room Air Conditioner
Fossil Fuel Furnace
| Table_HVAC_HVAC2_ProposedScenarioElectric | HVAC2 Proposed scenarios
Table 3 114 Energy Efficient Electric Energy Consumption Equations (2024 NJ TRM)
|  | Qualifying Equipment | Efficient Cooling kWh (kWhc,q) | Efficient Heating kWh (kWhh,q) | Cooling Eff Units | Heating Eff Units | Cooling Formula Type | Heating Formula Type
|  | Mini-split heat pump, ASHP (Cooling Capacity < 65 kBtu/h) | OSF×(Cap_c)/(〖SEER2〗_q×1,000)×〖EFLH〗_c | (Cap_h)/(〖HSPF2〗_q×1,000)×〖EFLH〗_h | SEER2 | HSPF2 | 2 | 1
|  | ASHP (Cooling Capacity > 65 kBtu/h & IEER Available) | OSF×(Cap_c)/(〖IEER〗_q×1,000)×〖EFLH〗_c | (Cap_h)/(COP_q×3.412×1,000)×〖EFLH〗_h | IEER | COP | 2 | 2
|  | ASHP (Cooling Capacity > 65 kBtu/h & IEER not available) | OSF×(Cap_c)/(〖EER2〗_q×1,000)×〖EFLH〗_c | (Cap_h)/(COP_q×3.412×1,000)×〖EFLH〗_h | EER2 | COP | 2 | 2
|  | PTHP | OSF×(Cap_c)/(〖EER2〗_q×1,000)×〖EFLH〗_c | (Cap_h)/(COP_q×3.412×1,000)×〖EFLH〗_h | EER2 | COP | 2 | 2
|  | Air Source Heat Pumps (Split) < 65,000 Btu/h | Mini-split heat pump, ASHP (Cooling Capacity < 65 kBtu/h) | OSF×(Cap_c)/(〖SEER2〗_q×1,000)×〖EFLH〗_c | (Cap_h)/(〖HSPF2〗_q×1,000)×〖EFLH〗_h | SEER2 | HSPF2 | 2 | 1
|  | Air Source Heat Pumps (Package) < 65,000 Btu/h | Mini-split heat pump, ASHP (Cooling Capacity < 65 kBtu/h) | OSF×(Cap_c)/(〖SEER2〗_q×1,000)×〖EFLH〗_c | (Cap_h)/(〖HSPF2〗_q×1,000)×〖EFLH〗_h | SEER2 | HSPF2 | 2 | 1
|  | Air Source Heat Pumps | ASHP (Cooling Capacity > 65 kBtu/h & IEER Available) | OSF×(Cap_c)/(〖IEER〗_q×1,000)×〖EFLH〗_c | (Cap_h)/(COP_q×3.412×1,000)×〖EFLH〗_h | IEER | COP | 2 | 2
| Table_HVAC_HVAC2_BaselineScenarioFF | HVAC2
Table 3 115 Baseline Fossil Fuel Consumption (2024 NJ TRM)
|  | Baseline Equipment | Baseline fuel consumption (Thermsb) | Therms Formula Type
|  | Fossil Fuel (Gas, Oil, Propane) Furnace/Boiler | (Cap_h)/(Eff_(b,fuel)×100,000)×〖EFLH〗_h | 1
|  | No existing heating | (1-F_(baseline,h) )×(Cap_h)/(Eff_(b,fuel)×100,000)×〖EFLH〗_h | 2
Table 3 116 Energy Efficient Fossil Fuel Consumption (2024 NJ TRM)
|  | Qualifying Equipment | Efficient fuel consumption (Thermsq,ff)
|  | New Supplemental Fossil Fuel (Gas, Oil, Propane) Furnace/Boiler | (Cap_h)/(Eff_(q,fuel)×100,000)×〖EFLH〗_h
Table 2 64 Partial Displacement Factors for Ductless Heat Pumps (2024 NJ TRM)
|  | NJ Climate Region | Supplemental Fuel Type
|  |  | Delivered (Oil/Propane) | Electric | Natural Gas | Unknown
|  | Northern | 0.61 | 0.45 | 0.41 | 0.43
|  | Southern | 0.46 | 0.23 | 0.26 | 0.27
|  | Coastal | 0.46 | 0.23 | 0.26 | 0.27
|  | Central | 0.46 | 0.23 | 0.26 | 0.27
|  | Pine Barrens | 0.46 | 0.23 | 0.26 | 0.27
|  | Statewide Average | 0.48 | 0.26 | 0.27 | 0.29
Table 2 65 Partial Displacement Factors for Ducted Heat Pumps (2024 NJ TRM)
|  | NJ Climate Region | Switchover Point
|  |  | 15°F | 25°F | 30°F | 35°F (default) | 40°F | 45°F
|  | Northern | 0.95 | 0.78 | 0.68 | 0.43 | 0.29 | 0.17
|  | Southern | 0.99 | 0.82 | 0.71 | 0.43 | 0.29 | 0.19
|  | Coastal | 0.98 | 0.91 | 0.85 | 0.64 | 0.46 | 0.3
|  | Central | 0.99 | 0.83 | 0.74 | 0.47 | 0.31 | 0.19
|  | Pine Barrens | 1 | 0.86 | 0.76 | 0.46 | 0.31 | 0.19
|  | Statewide Average | 0.98 | 0.84 | 0.75 | 0.48 | 0.33 | 0.2
Table_HVAC_HVAC2_PartialDispSwitchover
Table 3 119 Partial Displacement Factors at Different Switchover Points (2024 NJ TRM)
Switchover Point
|  | NJ Climate Region | 15°F | 25°F | 30°F | 35°F (default) | 40°F | 45°F
|  | Northern | 0.95 | 0.78 | 0.68 | 0.43 | 0.29 | 0.17
|  | Southern | 0.99 | 0.82 | 0.71 | 0.43 | 0.29 | 0.19
|  | Coastal | 0.98 | 0.91 | 0.85 | 0.64 | 0.46 | 0.3
|  | Central | 0.99 | 0.83 | 0.74 | 0.47 | 0.31 | 0.19
|  | Pine Barrens | 1 | 0.86 | 0.76 | 0.46 | 0.31 | 0.19
|  | Statewide Average | 0.98 | 0.84 | 0.75 | 0.48 | 0.33 | 0.2
|  | Baseline Equipment | Baseline Cooling kWh (kWhc,b) | Baseline Heating kWh (kWhh,b) | Auxiliary Energy Use kWh (kWhau,b)[1] | Cooling Eff Units | Heating Eff Units | Cooling Formula Type | Heating Formula Type | Auxiliary Formula Type
|  | Air Source Heat Pump (< 65 kBtu/h) | Q_c/(〖SEER2〗_b×1,000) | Q_h/(〖HSPF2〗_b×1,000) | N/A | SEER2 | HSPF2 | 1 | 1 | 0
|  | Air Source Air Conditioner (< 65 kBtu/h) | Q_c/(〖SEER2〗_b×1,000) | N/A | N/A | SEER2 | N/A | 1 | 0 | 0
|  | Air Source Heat Pump (≥ 65 kBtu/h) | Q_c/(〖IEER〗_b×1,000) | Q_h/(COP_b×3.412×1,000) | N/A | IEER2 | COP | 1 | 2 | 0
|  | Air Source Air Conditioner (≥ 65 kBtu/h) | Q_c/(〖IEER〗_b×1,000) | N/A | N/A | IEER2 | N/A | 1 | 0 | 0
|  | PTAC with electric resistance heat | Q_c/(〖EER2〗_b×1,000) | Q_h/(3.412×1,000) | N/A | EER2 | COP | 1 | 2 | 0
|  | PTHP | Q_c/(〖EER2〗_b×1,000) | Q_h/(COP_b×3.412×1,000) | N/A | EER2 | COP | 1 | 2 | 0
|  | Ground Source Heat Pump (< 65 kBtu/h) | Q_c/(〖EER〗_b×1,000) | Q_h/(COP_b×3.412×1,000) | (0.746×HP_b×〖FLH〗_pump)/(Eff_(motor,b) ) | EER2 | COP | 1 | 2 | 1
|  | GSHP (Cooling Capacity > 65 kBtu/h) | Q_c/(〖EER〗_b×1,000) | Q_h/(COP_b×3.412×1,000) | (0.746×HP_b×〖FLH〗_pump)/(Eff_(motor,b) ) | EER2 | COP | 1 | 2 | 1
|  | Electric Resistance/electric furnace heating | N/A | Q_h/(3.412×1,000) | N/A | N/A | COP | 0 | 2 | 0
|  | Room Air Conditioner | Q_c/(C〖EER〗_b×1,000) | N/A | N/A | EER2 | N/A | 1 | 0 | 0
|  | Fossil Fuel Furnace | N/A | N/A | 4.9×Cap_furnace+128.1 | N/A | N/A | 0 | 0 | 2
Table_HVAC_HVAC4_PumpEfficiencies
Table 3‑127 Federal Baseline Motor Efficiencies (2024 NJ TRM)
Motor Nominal Full-Load Efficiencies (percent)
|  |  | 2 Poles | 2 Poles | 4 poles | 4 poles | 6 Poles | 6 Poles | 8 Poles | 8 Poles
|  |  | Enclosed | Open | Enclosed | Open | Enclosed | Open | Enclosed | Open
|  | Motor HP | 2 PolesEnclosed | 2 PolesOpen | 4 polesEnclosed | 4 polesOpen | 6 PolesEnclosed | 6 PolesOpen | 8 PolesEnclosed | 8 PolesOpen
|  | 1 | 77 | 77 | 85.5 | 85.5 | 82.5 | 82.5 | 75.5 | 75.5
|  | 1.5 | 84 | 84 | 86.5 | 86.5 | 87.5 | 86.5 | 78.5 | 77
|  | 2 | 85.5 | 85.5 | 86.5 | 86.5 | 88.5 | 87.5 | 84 | 86.5
|  | 3 | 86.5 | 85.5 | 89.5 | 89.5 | 89.5 | 88.5 | 85.5 | 87.5
|  | 5 | 88.5 | 86.5 | 89.5 | 89.5 | 89.5 | 89.5 | 86.5 | 88.5
|  | 7.5 | 89.5 | 88.5 | 91.7 | 91 | 91 | 90.2 | 86.5 | 89.5
|  | 10 | 90.2 | 89.5 | 91.7 | 91.7 | 91 | 91.7 | 89.5 | 90.2
|  | 15 | 91 | 90.2 | 92.4 | 93 | 91.7 | 91.7 | 89.5 | 90.2
|  | 20 | 91 | 91 | 93 | 93 | 91.7 | 92.4 | 90.2 | 91
|  | Category | Sub-category | Identifer | Min | Max
|  | Air Cooled HVAC - Single Package - Tier 1 | ≤5.4 tons |  | 0.01 | 5.4
|  | Air Cooled HVAC - Single Package - Tier 1 | >5.4 and ≤11.25 tons |  | 5.41 | 11.25
|  | Air Cooled HVAC - Single Package - Tier 1 | >11.25 and ≤20 tons |  | 11.26 | 20
|  | Air Cooled HVAC - Single Package - Tier 2 | ≤5.4 tons |  | 0.01 | 5.4
|  | Air Cooled HVAC - Split System - Tier 1 | >5.4 and ≤11.25 tons |  | 5.41 | 11.25
|  | Air Cooled HVAC - Split System - Tier 1 | >11.25 and ≤20 tons |  | 11.26 | 20
|  | Air Cooled HVAC - Split System - Tier 1 | ≤5.4 tons |  | 0.01 | 5.4
|  | Air Cooled HVAC - Split System - Tier 2 | ≤5.4 tons |  | 0.01 | 5.4
|  | ASHP - Single Package - Tier 1 | ≤5.4 tons |  | 0.01 | 5.4
|  | ASHP - Single Package - Tier 1 | >5.4 and ≤11.25 tons |  | 5.41 | 11.25
|  | ASHP - Single Package - Tier 1 | >11.25 and ≤20 tons |  | 11.26 | 20
|  | ASHP - Single Package - Tier 2 | ≤5.4 tons |  | 0.01 | 5.4
|  | ASHP - Split System - Tier 1 | ≤5.4 tons |  | 0.01 | 5.4
|  | ASHP - Split System - Tier 1 | >5.4 and ≤11.25 tons |  | 5.41 | 11.25
|  | ASHP - Split System - Tier 1 | >11.25 and ≤20 tons |  | 11.26 | 20
|  | ASHP - Split System - Tier 2 | ≤5.4 tons |  | 0.01 | 5.4
|  | Dual Enthalpy Economizer | ≤5 tons |  | 0.01 | 5
|  | Dual Enthalpy Economizer | >5 tons |  | 5.01 | 999999
|  | EC Motor - HVAC Blower Fan | <1HP |  | 0.01 | 0.9
|  | EC Motor - HVAC Blower Fan | 1HP |  | 1 | 1.9
|  | EC Motor - HVAC Blower Fan | 2 HP |  | 2 | 2.9
|  | EC Motor - HVAC Blower Fan | 3-5 HP |  | 3 | 5.9
|  | EC Motor - HVAC Blower Fan | 6-10 HP |  | 6 | 10.9
|  | EC Motor - HVAC Blower Fan | 11+ HP |  | 11 | 9999
|  | EC Motor - Hydronic Pump | <1HP |  | 0.01 | 0.9
|  | EC Motor - Hydronic Pump | 1HP |  | 1 | 1.9
|  | EC Motor - Hydronic Pump | 2 HP |  | 2 | 2.9
|  | EC Motor - Hydronic Pump | 3-5 HP |  | 3 | 5.9
|  | EC Motor - Hydronic Pump | 6-10 HP |  | 6 | 10.9
|  | EC Motor - Hydronic Pump | 11+ HP |  | 11 | 9999
|  | Evaporatively-Cooled Air Conditioner | ≥11.25 and <20 tons |  | 11.25 | 19.99
|  | Evaporatively-Cooled Air Conditioner | ≥20 tons and ≤63.33 tons |  | 20 | 63.33
|  | PTAC | ≥5,000 - < 7,000 Btu |  | 5000 | 6999.99
|  | PTAC | ≥7,000 - < 8,000 Btu |  | 7000 | 7999.99
|  | PTAC | >15,000 Btu |  | 15000.01 | 999999
|  | PTAC | ≥8,000 - < 9,000 Btu |  | 8000 | 8999.99
|  | PTAC | ≥9,000 - < 10,000 Btu |  | 9000 | 9999.99
|  | PTAC | ≥10,000 - < 11,000 Btu |  | 10000 | 10999.99
|  | PTAC | ≥11,000 - < 12,000 Btu |  | 11000 | 11999.99
|  | PTAC | ≥12,000 - < 13,000 Btu |  | 12000 | 12999.99
|  | PTAC | ≥13,000 - < 14,000 Btu |  | 13000 | 13999.99
|  | PTAC | ≥14,000 - ≤ 15,000 Btu |  | 14000 | 15000
|  | PTHP | ≥5,000 - < 7,000 Btu |  | 5000 | 6999.99
|  | PTHP | ≥7,000 and <15,000 Btu |  | 5000 | 6999.99
|  | PTHP | >15,000 Btu |  | 15000.01 | 999999
|  | PTHP | ≥8,000 - < 9,000 Btu |  | 8000 | 8999.99
|  | PTHP | ≥9,000 - < 10,000 Btu |  | 9000 | 9999.99
|  | PTHP | ≥10,000 - < 11,000 Btu |  | 10000 | 10999.99
|  | PTHP | ≥11,000 - < 12,000 Btu |  | 11000 | 11999.99
|  | PTHP | ≥12,000 - < 13,000 Btu |  | 12000 | 12999.99
|  | PTHP | ≥13,000 - < 14,000 Btu |  | 13000 | 13999.99
|  | PTHP | ≥14,000 - ≤ 15,000 Btu |  | 14000 | 15000
|  | Single Package Vertical AC - Tier 1 | ≤5.4 tons |  | 0.01 | 5.4
|  | Single Package Vertical AC - Tier 1 | >5.4 and ≤11.25 tons |  | 5.41 | 11.25
|  | Single Package Vertical AC - Tier 1 | >11.25 and ≤20 tons |  | 11.26 | 20
|  | Single Package Vertical AC - Tier 2 | ≤5.4 tons |  | 0.01 | 5.4
|  | Single Package Vertical HP | ≤5.4 tons |  | 0.01 | 5.4
|  | Single Package Vertical HP | >5.4 and ≤11.25 tons |  | 5.41 | 11.25
|  | VFD | ≤2 HP Chilled Water Pump | VFDChilled Water Pump ≤200 | 0.01 | 2.5
|  | VFD | 3 HP Chilled Water Pump | VFDChilled Water Pump ≤200 | 2.51 | 3.5
|  | VFD | 4 HP Chilled Water Pump | VFDChilled Water Pump ≤200 | 3.51 | 4.5
|  | VFD | 5 HP Chilled Water Pump | VFDChilled Water Pump ≤200 | 4.51 | 5.5
|  | VFD | 7.5 HP Chilled Water Pump | VFDChilled Water Pump ≤200 | 5.51 | 7.5
|  | VFD | 10 HP Chilled Water Pump | VFDChilled Water Pump ≤200 | 7.511 | 10.5
|  | VFD | 15 HP Chilled Water Pump | VFDChilled Water Pump ≤200 | 10.51 | 15.5
|  | VFD | 20 HP Chilled Water Pump | VFDChilled Water Pump ≤200 | 15.51 | 20.5
|  | VFD | 25 HP Chilled Water Pump | VFDChilled Water Pump ≤200 | 20.51 | 25.5
|  | VFD | 30 HP Chilled Water Pump | VFDChilled Water Pump ≤200 | 25.51 | 30.5
|  | VFD | 40 HP Chilled Water Pump | VFDChilled Water Pump ≤200 | 30.51 | 40.5
|  | VFD | 50 HP Chilled Water Pump | VFDChilled Water Pump ≤200 | 40.51 | 50.5
|  | VFD | 60 HP Chilled Water Pump | VFDChilled Water Pump ≤200 | 50.51 | 60.5
|  | VFD | 75 HP Chilled Water Pump | VFDChilled Water Pump ≤200 | 60.51 | 75.5
|  | VFD | 100 HP Chilled Water Pump | VFDChilled Water Pump ≤200 | 75.51 | 100.99
|  | VFD | 101 HP - 200 HP Chilled Water Pump | VFDChilled Water Pump ≤200 | 101 | 200
|  | VFD | ≤2 HP Condenser Water Pump | VFDCondenser Water Pump ≤200 | 0.01 | 2.5
|  | VFD | 3 HP Condenser Water Pump | VFDCondenser Water Pump ≤200 | 2.51 | 3.5
|  | VFD | 4 HP Condenser Water Pump | VFDCondenser Water Pump ≤200 | 3.51 | 4.5
|  | VFD | 5 HP Condenser Water Pump | VFDCondenser Water Pump ≤200 | 4.51 | 5.5
|  | VFD | 7.5 HP Condenser Water Pump | VFDCondenser Water Pump ≤200 | 5.51 | 7.5
|  | VFD | 10 HP Condenser Water Pump | VFDCondenser Water Pump ≤200 | 7.511 | 10.5
|  | VFD | 15 HP Condenser Water Pump | VFDCondenser Water Pump ≤200 | 10.51 | 15.5
|  | VFD | 20 HP Condenser Water Pump | VFDCondenser Water Pump ≤200 | 15.51 | 20.5
|  | VFD | 25 HP Condenser Water Pump | VFDCondenser Water Pump ≤200 | 20.51 | 25.5
|  | VFD | 30 HP Condenser Water Pump | VFDCondenser Water Pump ≤200 | 25.51 | 30.5
|  | VFD | 40 HP Condenser Water Pump | VFDCondenser Water Pump ≤200 | 30.51 | 40.5
|  | VFD | 50 HP Condenser Water Pump | VFDCondenser Water Pump ≤200 | 40.51 | 50.5
|  | VFD | 60 HP Condenser Water Pump | VFDCondenser Water Pump ≤200 | 50.51 | 60.5
|  | VFD | 75 HP Condenser Water Pump | VFDCondenser Water Pump ≤200 | 60.51 | 75.5
|  | VFD | 100 HP Condenser Water Pump | VFDCondenser Water Pump ≤200 | 75.51 | 100.99
|  | VFD | 101 HP - 200 HP Condenser Water Pump | VFDCondenser Water Pump ≤200 | 101 | 200
|  | VFD | ≤2 HP Cooling Tower Fan | VFDCooling Tower Fan ≤200 | 0.01 | 2.5
|  | VFD | 3 HP Cooling Tower Fan | VFDCooling Tower Fan ≤200 | 2.51 | 3.5
|  | VFD | 4 HP Cooling Tower Fan | VFDCooling Tower Fan ≤200 | 3.51 | 4.5
|  | VFD | 5 HP Cooling Tower Fan | VFDCooling Tower Fan ≤200 | 4.51 | 5.5
|  | VFD | 7.5 HP Cooling Tower Fan | VFDCooling Tower Fan ≤200 | 5.51 | 7.5
|  | VFD | 10 HP Cooling Tower Fan | VFDCooling Tower Fan ≤200 | 7.511 | 10.5
|  | VFD | 15 HP Cooling Tower Fan | VFDCooling Tower Fan ≤200 | 10.51 | 15.5
|  | VFD | 20 HP Cooling Tower Fan | VFDCooling Tower Fan ≤200 | 15.51 | 20.5
|  | VFD | 25 HP Cooling Tower Fan | VFDCooling Tower Fan ≤200 | 20.51 | 25.5
|  | VFD | 30 HP Cooling Tower Fan | VFDCooling Tower Fan ≤200 | 25.51 | 30.5
|  | VFD | 40 HP Cooling Tower Fan | VFDCooling Tower Fan ≤200 | 30.51 | 40.5
|  | VFD | 50 HP Cooling Tower Fan | VFDCooling Tower Fan ≤200 | 40.51 | 50.5
|  | VFD | 60 HP Cooling Tower Fan | VFDCooling Tower Fan ≤200 | 50.51 | 60.5
|  | VFD | 75 HP Cooling Tower Fan | VFDCooling Tower Fan ≤200 | 60.51 | 75.5
|  | VFD | 100 HP Cooling Tower Fan | VFDCooling Tower Fan ≤200 | 75.51 | 100.99
|  | VFD | 101 HP - 200 HP Cooling Tower Fan | VFDCooling Tower Fan ≤200 | 101 | 200
|  | VFD | ≤2 HP Heating Hot Water Pump | VFDHeating Hot Water Pump ≤200 | 0.01 | 2.5
|  | VFD | 3 HP Heating Hot Water Pump | VFDHeating Hot Water Pump ≤200 | 2.51 | 3.5
|  | VFD | 4 HP Heating Hot Water Pump | VFDHeating Hot Water Pump ≤200 | 3.51 | 4.5
|  | VFD | 5 HP Heating Hot Water Pump | VFDHeating Hot Water Pump ≤200 | 4.51 | 5.5
|  | VFD | 7.5 HP Heating Hot Water Pump | VFDHeating Hot Water Pump ≤200 | 5.51 | 7.5
|  | VFD | 10 HP Heating Hot Water Pump | VFDHeating Hot Water Pump ≤200 | 7.511 | 10.5
|  | VFD | 15 HP Heating Hot Water Pump | VFDHeating Hot Water Pump ≤200 | 10.51 | 15.5
|  | VFD | 20 HP Heating Hot Water Pump | VFDHeating Hot Water Pump ≤200 | 15.51 | 20.5
|  | VFD | 25 HP Heating Hot Water Pump | VFDHeating Hot Water Pump ≤200 | 20.51 | 25.5
|  | VFD | 30 HP Heating Hot Water Pump | VFDHeating Hot Water Pump ≤200 | 25.51 | 30.5
|  | VFD | 40 HP Heating Hot Water Pump | VFDHeating Hot Water Pump ≤200 | 30.51 | 40.5
|  | VFD | 50 HP Heating Hot Water Pump | VFDHeating Hot Water Pump ≤200 | 40.51 | 50.5
|  | VFD | 60 HP Heating Hot Water Pump | VFDHeating Hot Water Pump ≤200 | 50.51 | 60.5
|  | VFD | 75 HP Heating Hot Water Pump | VFDHeating Hot Water Pump ≤200 | 60.51 | 75.5
|  | VFD | 100 HP Heating Hot Water Pump | VFDHeating Hot Water Pump ≤200 | 75.51 | 100.99
|  | VFD | 101 HP - 200 HP Heating Hot Water Pump | VFDHeating Hot Water Pump ≤200 | 101 | 200
|  | VFD | ≤2 HP HVAC Fan Motor | VFDHVAC Fan Motor ≤200 | 0.01 | 2.5
|  | VFD | 3 HP HVAC Fan Motor | VFDHVAC Fan Motor ≤200 | 2.51 | 3.5
|  | VFD | 4 HP HVAC Fan Motor | VFDHVAC Fan Motor ≤200 | 3.51 | 4.5
|  | VFD | 5 HP HVAC Fan Motor | VFDHVAC Fan Motor ≤200 | 4.51 | 5.5
|  | VFD | 7.5 HP HVAC Fan Motor | VFDHVAC Fan Motor ≤200 | 5.51 | 7.5
|  | VFD | 10 HP HVAC Fan Motor | VFDHVAC Fan Motor ≤200 | 7.511 | 10.5
|  | VFD | 15 HP HVAC Fan Motor | VFDHVAC Fan Motor ≤200 | 10.51 | 15.5
|  | VFD | 20 HP HVAC Fan Motor | VFDHVAC Fan Motor ≤200 | 15.51 | 20.5
|  | VFD | 25 HP HVAC Fan Motor | VFDHVAC Fan Motor ≤200 | 20.51 | 25.5
|  | VFD | 30 HP HVAC Fan Motor | VFDHVAC Fan Motor ≤200 | 25.51 | 30.5
|  | VFD | 40 HP HVAC Fan Motor | VFDHVAC Fan Motor ≤200 | 30.51 | 40.5
|  | VFD | 50 HP HVAC Fan Motor | VFDHVAC Fan Motor ≤200 | 40.51 | 50.5
|  | VFD | 60 HP HVAC Fan Motor | VFDHVAC Fan Motor ≤200 | 50.51 | 60.5
|  | VFD | 75 HP HVAC Fan Motor | VFDHVAC Fan Motor ≤200 | 60.51 | 75.5
|  | VFD | 100 HP HVAC Fan Motor | VFDHVAC Fan Motor ≤200 | 75.51 | 100.99
|  | VFD | 101 HP - 200 HP HVAC Fan Motor | VFDHVAC Fan Motor ≤200 | 101 | 200
|  | Water Source Heat Pump - Tier 1 | ≤1.4 Tons |  | 0.01 | 1.4
|  | Water Source Heat Pump - Tier 1 | >1.4 Tons and ≤5.4 Tons |  | 1.41 | 5.4
|  | Water Source Heat Pump - Tier 1 | >5.4 Tons and ≤11.25 Tons |  | 5.41 | 11.25
|  | Water Source Heat Pump - Tier 2 | ≤1.4 Tons |  | 0 | 1.4
|  | Water Source Heat Pump - Tier 2 | >1.4 Tons and ≤5.4 Tons |  | 1.41 | 5.4
|  | Water Source Heat Pump - Tier 2 | >5.4 Tons and ≤11.25 Tons |  | 5.41 | 11.25
|  | Water-Cooled Air Conditioner | ≥11.25 and <20 tons |  | 11.25 | 19.99
|  | Water-Cooled Air Conditioner | ≥20 tons and ≤63.33 tons |  | 20 | 63.33
|  | Category | Sub-category | Min | Max
|  | Fuel Use Economizer | Fuel Heating <0.8 MMBtu | 0 | 799.99
|  | Fuel Use Economizer | Fuel Heating ≥0.8 and <1.6 MMBtu | 800 | 1599.99
|  | Fuel Use Economizer | Fuel Heating ≥1.6 and <3 MMBtu | 1600 | 2999.99
|  | Fuel Use Economizer | Fuel Heating ≥3 and <3.5 MMBtu | 3000 | 3499.99
|  | Fuel Use Economizer | Fuel Heating ≥3.5 and <4 MMBtu | 3500 | 3999.99
|  | Fuel Use Economizer | Fuel Heating ≥4 MMBtu | 4000 | 999999
Table_HVAC_NJTRM_AppG_A
| Table | Facility Type | HVAC System | Northern | Central | Pine Barrens | Southwest | Coastal | SW average |  | Table | Facility Type | HVAC System | Northern | Central | Pine Barrens | Southwest | Coastal | SW average
| Table 10‑9 | Assembly | CV econ | 0.02906 | 0.03437 | 0.03282 | 0.03413 | 0.03016 | 0.03244 |  | Table 10‑9 | Assembly | CV econ | 0.02906 | 0.03437 | 0.03282 | 0.03413 | 0.03016 | 0.03244
| Table 10‑9 | Auto repair | CV econ | 0.00943 | 0.01113 | 0.01029 | 0.01148 | 0.01121 | 0.01077 |  | Table 10‑9 | Auto repair | CV econ | 0.00943 | 0.01113 | 0.01029 | 0.01148 | 0.01121 | 0.01077
| Table 10‑9 | Light industrial | CV econ | 0.02157 | 0.02949 | 0.02788 | 0.02775 | 0.02589 | 0.02687 |  | Table 10‑9 | Light industrial | CV econ | 0.02157 | 0.02949 | 0.02788 | 0.02775 | 0.02589 | 0.02687
| Table 10‑9 | Lodging – Motel | CV econ | 0.0432 | 0.05674 | 0.05163 | 0.05894 | 0.05018 | 0.05254 |  | Table 10‑9 | Lodging – Motel | CV econ | 0.0432 | 0.05674 | 0.05163 | 0.05894 | 0.05018 | 0.05254
| Table 10‑9 | Office – small | CV econ | 0.03844 | 0.05627 | 0.05021 | 0.05929 | 0.0509 | 0.05109 |  | Table 10‑9 | Office – small | CV econ | 0.03844 | 0.05627 | 0.05021 | 0.05929 | 0.0509 | 0.05109
| Table 10‑9 | Other | CV econ | 0.02462 | 0.03057 | 0.02889 | 0.03058 | 0.02817 | 0.02883 |  | Table 10‑9 | Other | CV econ | 0.02462 | 0.03057 | 0.02889 | 0.03058 | 0.02817 | 0.02883
| Table 10‑9 | Religious worship | CV econ | 0.02689 | 0.0315 | 0.03016 | 0.03245 | 0.03095 | 0.0305 |  | Table 10‑9 | Religious worship | CV econ | 0.02689 | 0.0315 | 0.03016 | 0.03245 | 0.03095 | 0.0305
| Table 10‑9 | Restaurant – fast food | CV econ | 0.0205 | 0.02561 | 0.02482 | 0.02504 | 0.02272 | 0.02396 |  | Table 10‑9 | Restaurant – fast food | CV econ | 0.0205 | 0.02561 | 0.02482 | 0.02504 | 0.02272 | 0.02396
| Table 10‑9 | Restaurant – full service | CV econ | 0.02055 | 0.02534 | 0.0242 | 0.02519 | 0.02262 | 0.0238 |  | Table 10‑9 | Restaurant – full service | CV econ | 0.02055 | 0.02534 | 0.0242 | 0.02519 | 0.02262 | 0.0238
| Table 10‑9 | Retail – big box | CV econ | 0.05236 | 0.06632 | 0.0646 | 0.06699 | 0.06025 | 0.0624 |  | Table 10‑9 | Retail – big box | CV econ | 0.05236 | 0.06632 | 0.0646 | 0.06699 | 0.06025 | 0.0624
| Table 10‑9 | Retail – Grocery | CV econ | 0.02203 | 0.02508 | 0.02487 | 0.02407 | 0.02105 | 0.02364 |  | Table 10‑9 | Retail – Grocery | CV econ | 0.02203 | 0.02508 | 0.02487 | 0.02407 | 0.02105 | 0.02364
| Table 10‑9 | Retail – small | CV econ | 0.0294 | 0.03941 | 0.03692 | 0.03971 | 0.03662 | 0.03665 |  | Table 10‑9 | Retail – small | CV econ | 0.0294 | 0.03941 | 0.03692 | 0.03971 | 0.03662 | 0.03665
| Table 10‑9 | School – primary | CV econ | 0.02124 | 0.02622 | 0.02521 | 0.0254 | 0.02355 | 0.0246 |  | Table 10‑9 | School – primary | CV econ | 0.02124 | 0.02622 | 0.02521 | 0.0254 | 0.02355 | 0.0246
| Table 10‑9 | Warehouse | CV econ | 0.03736 | 0.04709 | 0.04432 | 0.04789 | 0.0475 | 0.045 |  | Table 10‑9 | Warehouse | CV econ | 0.03736 | 0.04709 | 0.04432 | 0.04789 | 0.0475 | 0.045
| Table 10‑9 | Dormitory | Fan coil | 0.03899 | 0.05067 | 0.04547 | 0.05187 | 0.04759 | 0.04736 |  | Table 10‑9 | Dormitory | Fan coil | 0.03899 | 0.05067 | 0.04547 | 0.05187 | 0.04759 | 0.04736
| Table 10‑10 | Community college | CV econ | 0.015 | 0.0167 | 0.01549 | 0.01617 | 0.01767 | 0.01635 |  | Table 10‑10 | Community college | CV econ | 0.015 | 0.0167 | 0.01549 | 0.01617 | 0.01767 | 0.01635
| Table 10‑10 | Community college | CV noecon | 0.0168 | 0.01886 | 0.01722 | 0.01787 | 0.01971 | 0.01832 |  | Table 10‑10 | Community college | CV noecon | 0.0168 | 0.01886 | 0.01722 | 0.01787 | 0.01971 | 0.01832
| Table 10‑10 | Community college | VAV | 0.04677 | 0.05876 | 0.06401 | 0.04717 | 0.06348 | 0.05596 |  | Table 10‑10 | Community college | VAV | 0.04677 | 0.05876 | 0.06401 | 0.04717 | 0.06348 | 0.05596
| Table 10‑10 | Community college | Unknown | 0.02914 | 0.03419 | 0.03357 | 0.03041 | 0.03635 | 0.03303 |  | Table 10‑10 | Community college | Unknown | 0.02914 | 0.03419 | 0.03357 | 0.03041 | 0.03635 | 0.03303
| Table 10‑10 | High school | CV econ | 0.02326 | 0.02413 | 0.02334 | 0.02707 | 0.024 | 0.02418 |  | Table 10‑10 | High school | CV econ | 0.02326 | 0.02413 | 0.02334 | 0.02707 | 0.024 | 0.02418
| Table 10‑10 | High school | CV noecon | 0.02482 | 0.02638 | 0.02538 | 0.02886 | 0.02627 | 0.02624 |  | Table 10‑10 | High school | CV noecon | 0.02482 | 0.02638 | 0.02538 | 0.02886 | 0.02627 | 0.02624
| Table 10‑10 | High school | VAV | 0.06197 | 0.09023 | 0.0791 | 0.07765 | 0.07338 | 0.07863 |  | Table 10‑10 | High school | VAV | 0.06197 | 0.09023 | 0.0791 | 0.07765 | 0.07338 | 0.07863
| Table 10‑10 | High school | Unknown | 0.04159 | 0.05013 | 0.04657 | 0.05004 | 0.04595 | 0.04741 |  | Table 10‑10 | High school | Unknown | 0.04159 | 0.05013 | 0.04657 | 0.05004 | 0.04595 | 0.04741
| Table 10‑10 | Hospital | CV econ | 0.00497 | 0.00618 | 0.00534 | 0.00607 | 0.00574 | 0.00577 |  | Table 10‑10 | Hospital | CV econ | 0.00497 | 0.00618 | 0.00534 | 0.00607 | 0.00574 | 0.00577
| Table 10‑10 | Hospital | CV noecon | 0.00476 | 0.00558 | 0.00498 | 0.00647 | 0.00615 | 0.00553 |  | Table 10‑10 | Hospital | CV noecon | 0.00476 | 0.00558 | 0.00498 | 0.00647 | 0.00615 | 0.00553
| Table 10‑10 | Hospital | VAV | 0.0424 | 0.06126 | 0.05741 | 0.05824 | 0.05347 | 0.05512 |  | Table 10‑10 | Hospital | VAV | 0.0424 | 0.06126 | 0.05741 | 0.05824 | 0.05347 | 0.05512
| Table 10‑10 | Hospital | Unknown | 0.01897 | 0.0244 | 0.02189 | 0.02502 | 0.02344 | 0.02295 |  | Table 10‑10 | Hospital | Unknown | 0.01897 | 0.0244 | 0.02189 | 0.02502 | 0.02344 | 0.02295
| Table 10‑10 | Hotel | CV econ | 0.02071 | 0.02377 | 0.02198 | 0.02282 | 0.01762 | 0.02169 |  | Table 10‑10 | Hotel | CV econ | 0.02071 | 0.02377 | 0.02198 | 0.02282 | 0.01762 | 0.02169
| Table 10‑10 | Hotel | CV noecon | 0.02707 | 0.03211 | 0.02932 | 0.03111 | 0.02419 | 0.02921 |  | Table 10‑10 | Hotel | CV noecon | 0.02707 | 0.03211 | 0.02932 | 0.03111 | 0.02419 | 0.02921
| Table 10‑10 | Hotel | VAV | 0.06579 | 0.08427 | 0.07278 | 0.09111 | 0.07017 | 0.07746 |  | Table 10‑10 | Hotel | VAV | 0.06579 | 0.08427 | 0.07278 | 0.09111 | 0.07017 | 0.07746
| Table 10‑10 | Hotel | Unknown | 0.02346 | 0.02732 | 0.02513 | 0.02632 | 0.02039 | 0.02489 |  | Table 10‑10 | Hotel | Unknown | 0.02346 | 0.02732 | 0.02513 | 0.02632 | 0.02039 | 0.02489
| Table 10‑10 | Large Office | CV econ | 0.00992 | 0.01097 | 0.01006 | 0.01207 | 0.01075 | 0.01076 |  | Table 10‑10 | Large Office | CV econ | 0.00992 | 0.01097 | 0.01006 | 0.01207 | 0.01075 | 0.01076
| Table 10‑10 | Large Office | CV noecon | 0.00978 | 0.0109 | 0.01 | 0.01201 | 0.01053 | 0.01065 |  | Table 10‑10 | Large Office | CV noecon | 0.00978 | 0.0109 | 0.01 | 0.01201 | 0.01053 | 0.01065
| Table 10‑10 | Large Office | VAV | 0.05415 | 0.06252 | 0.05692 | 0.08673 | 0.05746 | 0.06138 |  | Table 10‑10 | Large Office | VAV | 0.05415 | 0.06252 | 0.05692 | 0.08673 | 0.05746 | 0.06138
| Table 10‑10 | Large Office | Unknown | 0.03323 | 0.03765 | 0.03441 | 0.04641 | 0.03555 | 0.03691 |  | Table 10‑10 | Large Office | Unknown | 0.03323 | 0.03765 | 0.03441 | 0.04641 | 0.03555 | 0.03691
| Table 10‑10 | Large Retail | CV econ | 0.0108 | 0.01127 | 0.01055 | 0.01172 | 0.01125 | 0.01116 |  | Table 10‑10 | Large Retail | CV econ | 0.0108 | 0.01127 | 0.01055 | 0.01172 | 0.01125 | 0.01116
| Table 10‑10 | Large Retail | CV noecon | 0.01127 | 0.01171 | 0.01087 | 0.01205 | 0.01148 | 0.01154 |  | Table 10‑10 | Large Retail | CV noecon | 0.01127 | 0.01171 | 0.01087 | 0.01205 | 0.01148 | 0.01154
| Table 10‑10 | Large Retail | VAV | 0.031 | 0.03548 | 0.03388 | 0.03706 | 0.03048 | 0.03375 |  | Table 10‑10 | Large Retail | VAV | 0.031 | 0.03548 | 0.03388 | 0.03706 | 0.03048 | 0.03375
| Table 10‑10 | Large Retail | Unknown | 0.02404 | 0.02659 | 0.02517 | 0.02768 | 0.02402 | 0.02565 |  | Table 10‑10 | Large Retail | Unknown | 0.02404 | 0.02659 | 0.02517 | 0.02768 | 0.02402 | 0.02565
| Table 10‑10 | University | CV econ | 0.01645 | 0.01836 | 0.0183 | 0.02045 | 0.01983 | 0.01844 |  | Table 10‑10 | University | CV econ | 0.01645 | 0.01836 | 0.0183 | 0.02045 | 0.01983 | 0.01844
| Table 10‑10 | University | CV noecon | 0.01713 | 0.02066 | 0.02002 | 0.0222 | 0.0221 | 0.02028 |  | Table 10‑10 | University | CV noecon | 0.01713 | 0.02066 | 0.02002 | 0.0222 | 0.0221 | 0.02028
| Table 10‑10 | University | VAV | 0.04307 | 0.0325 | 0.06014 | 0.03071 | 0.06146 | 0.0387 |  | Table 10‑10 | University | VAV | 0.04307 | 0.0325 | 0.06014 | 0.03071 | 0.06146 | 0.0387
| Table 10‑10 | University | Unknown | 0.029 | 0.0269 | 0.03612 | 0.027 | 0.03838 | 0.02952 |  | Table 10‑10 | University | Unknown | 0.029 | 0.0269 | 0.03612 | 0.027 | 0.03838 | 0.02952
Table_HVAC_NJTRM_AppG_B
| Table | Building | Climate | Heating Hours | PDF
| Table 10‑12 | Assembly | Central | 3741 | 0.006415
| Table 10‑12 | Assembly | Coastal | 3847 | 0.006239
| Table 10‑12 | Assembly | Northern | 4039 | 0.005942
| Table 10‑12 | Assembly | Pine Barrens | 3674 | 0.006532
| Table 10‑12 | Assembly | Southwest | 3687 | 0.006509
| Table 10‑12 | Assembly | Statewide Average | 3795 | 0.006324
| Table 10‑12 | Auto repair | Central | 4377 | 0.005483
| Table 10‑12 | Auto repair | Coastal | 4463 | 0.005378
| Table 10‑12 | Auto repair | Northern | 4683 | 0.005125
| Table 10‑12 | Auto repair | Pine Barrens | 4296 | 0.005587
| Table 10‑12 | Auto repair | Southwest | 4302 | 0.005579
| Table 10‑12 | Auto repair | Statewide Average | 4426 | 0.005423
| Table 10‑12 | Big box | Central | 2725 | 0.008807
| Table 10‑12 | Big box | Coastal | 2729 | 0.008794
| Table 10‑12 | Big box | Northern | 2963 | 0.0081
| Table 10‑12 | Big box | Pine Barrens | 2696 | 0.008902
| Table 10‑12 | Big box | Southwest | 2697 | 0.008899
| Table 10‑12 | Big box | Statewide Average | 2760 | 0.008696
| Table 10‑12 | Fast food restaurant | Central | 3958 | 0.006064
| Table 10‑12 | Fast food restaurant | Coastal | 4025 | 0.005963
| Table 10‑12 | Fast food restaurant | Northern | 4210 | 0.005701
| Table 10‑12 | Fast food restaurant | Pine Barrens | 3845 | 0.006242
| Table 10‑12 | Fast food restaurant | Southwest | 3895 | 0.006162
| Table 10‑12 | Fast food restaurant | Statewide Average | 3992 | 0.006012
| Table 10‑12 | Full service restaurant | Central | 3614 | 0.006641
| Table 10‑12 | Full service restaurant | Coastal | 3693 | 0.006499
| Table 10‑12 | Full service restaurant | Northern | 3931 | 0.006105
| Table 10‑12 | Full service restaurant | Pine Barrens | 3551 | 0.006759
| Table 10‑12 | Full service restaurant | Southwest | 3588 | 0.006689
| Table 10‑12 | Full service restaurant | Statewide Average | 3671 | 0.006538
| Table 10‑12 | Grocery | Central | 8760 | 0.00274
| Table 10‑12 | Grocery | Coastal | 8760 | 0.00274
| Table 10‑12 | Grocery | Northern | 8760 | 0.00274
| Table 10‑12 | Grocery | Pine Barrens | 8760 | 0.00274
| Table 10‑12 | Grocery | Southwest | 8760 | 0.00274
| Table 10‑12 | Grocery | Statewide Average | 8760 | 0.00274
| Table 10‑12 | Light industrial | Central | 2596 | 0.009245
| Table 10‑12 | Light industrial | Coastal | 2781 | 0.00863
| Table 10‑12 | Light industrial | Northern | 3044 | 0.007884
| Table 10‑12 | Light industrial | Pine Barrens | 2571 | 0.009335
| Table 10‑12 | Light industrial | Southwest | 2706 | 0.008869
| Table 10‑12 | Light industrial | Statewide Average | 2711 | 0.008852
| Table 10‑12 | Motel | Central | 2216 | 0.01083
| Table 10‑12 | Motel | Coastal | 2239 | 0.010719
| Table 10‑12 | Motel | Northern | 2325 | 0.010323
| Table 10‑12 | Motel | Pine Barrens | 2181 | 0.011004
| Table 10‑12 | Motel | Southwest | 2188 | 0.010969
| Table 10‑12 | Motel | Statewide Average | 2231 | 0.010756
| Table 10‑12 | Primary school | Central | 4104 | 0.005848
| Table 10‑12 | Primary school | Coastal | 4229 | 0.005675
| Table 10‑12 | Primary school | Northern | 4432 | 0.005415
| Table 10‑12 | Primary school | Pine Barrens | 4045 | 0.005933
| Table 10‑12 | Primary school | Southwest | 4081 | 0.005881
| Table 10‑12 | Primary school | Statewide Average | 4171 | 0.005754
| Table 10‑12 | Religious | Central | 1915 | 0.012533
| Table 10‑12 | Religious | Coastal | 1934 | 0.01241
| Table 10‑12 | Religious | Northern | 1957 | 0.012264
| Table 10‑12 | Religious | Pine Barrens | 1835 | 0.013079
| Table 10‑12 | Religious | Southwest | 1877 | 0.012786
| Table 10‑12 | Religious | Statewide Average | 1912 | 0.012551
| Table 10‑12 | Small office | Central | 2456 | 0.009772
| Table 10‑12 | Small office | Coastal | 2567 | 0.009349
| Table 10‑12 | Small office | Northern | 2916 | 0.00823
| Table 10‑12 | Small office | Pine Barrens | 2391 | 0.010038
| Table 10‑12 | Small office | Southwest | 2482 | 0.00967
| Table 10‑12 | Small office | Statewide Average | 2548 | 0.00942
| Table 10‑12 | Small retail | Central | 3169 | 0.007573
| Table 10‑12 | Small retail | Coastal | 3304 | 0.007264
| Table 10‑12 | Small retail | Northern | 3544 | 0.006772
| Table 10‑12 | Small retail | Pine Barrens | 3118 | 0.007697
| Table 10‑12 | Small retail | Southwest | 3196 | 0.007509
| Table 10‑12 | Small retail | Statewide Average | 3252 | 0.007381
| Table 10‑12 | Warehouse | Central | 1521 | 0.015779
| Table 10‑12 | Warehouse | Coastal | 1610 | 0.014907
| Table 10‑12 | Warehouse | Northern | 1672 | 0.014354
| Table 10‑12 | Warehouse | Pine Barrens | 1489 | 0.016118
| Table 10‑12 | Warehouse | Southwest | 1548 | 0.015504
| Table 10‑12 | Warehouse | Statewide Average | 1560 | 0.015381
| Table 10‑13 | Community College | Statewide Average | 3364 | 0.007135
| Table 10‑13 | Dorm | Statewide Average | 3824 | 0.006276
| Table 10‑13 | Hospital | Statewide Average | 8756 | 0.002741
| Table 10‑13 | Hotel | Statewide Average | 8665 | 0.00277
| Table 10‑13 | High School | Statewide Average | 1947 | 0.01233
| Table 10‑13 | Large Office | Statewide Average | 5516 | 0.004351
| Table 10‑13 | Large Retail | Statewide Average | 4540 | 0.005287
| Table 10‑13 | University | Statewide Average | 3833 | 0.006262
| Category | Rating 1 | Rating 2 | Rating 3 | Identifer
| Air Cooled HVAC - Single Package - Tier 1 | SEER2 | N/A | EER2 | Air Cooled HVAC - Single Package - Tier 1SEER2
| Air Cooled HVAC - Single Package - Tier 1 | IEER | N/A | EER | Air Cooled HVAC - Single Package - Tier 1IEER
| Air Cooled HVAC - Single Package - Tier 2 | SEER2 | N/A | EER2 | Air Cooled HVAC - Single Package - Tier 2SEER2
| Air Cooled HVAC - Split System - Tier 1 | SEER2 | N/A | EER2 | Air Cooled HVAC - Split System - Tier 1SEER2
| Air Cooled HVAC - Split System - Tier 1 | IEER | N/A | EER | Air Cooled HVAC - Split System - Tier 1IEER
| Air Cooled HVAC - Split System - Tier 2 | SEER2 | N/A | EER2 | Air Cooled HVAC - Split System - Tier 2SEER2
| ASHP - Single Package - Tier 1 | SEER2 | HSPF2 | EER2 | ASHP - Single Package - Tier 1SEER2
| ASHP - Single Package - Tier 1 | IEER | COP | EER | ASHP - Single Package - Tier 1IEER
| ASHP - Single Package - Tier 2 | SEER2 | HSPF2 | EER2 | ASHP - Single Package - Tier 2SEER2
| ASHP - Split System - Tier 1 | SEER2 | HSPF2 | EER2 | ASHP - Split System - Tier 1SEER2
| ASHP - Split System - Tier 1 | IEER | COP | EER | ASHP - Split System - Tier 1IEER
| ASHP - Split System - Tier 2 | SEER2 | HSPF2 | EER2 | ASHP - Split System - Tier 2SEER2
| Central DX Air Conditioner | IEER | N/A | EER | Central DX Air ConditionerIEER
| Dual Enthalpy Economizer | N/A | N/A | N/A | Dual Enthalpy EconomizerN/A
| Ductless Mini Split Air Conditioner | SEER2 | N/A | EER2 | Ductless Mini Split Air ConditionerSEER2
| Ductless Mini Split Heat Pump | SEER2 | HSPF2 | EER2 | Ductless Mini Split Heat PumpSEER2
| Evaporatively-Cooled Air Conditioner | IEER | N/A | EER | Evaporatively-Cooled Air ConditionerIEER
| Ground Source Heat Pump - Tier 1 | N/A | COP | EER | Ground Source Heat Pump - Tier 1N/A
| Ground Source Heat Pump - Tier 2 | N/A | COP | EER | Ground Source Heat Pump - Tier 2N/A
| Ground Water Source Heat Pump - Tier 1 | N/A | COP | EER | Ground Water Source Heat Pump - Tier 1N/A
| Ground Water Source Heat Pump - Tier 2 | N/A | COP | EER | Ground Water Source Heat Pump - Tier 2N/A
| High Speed Fan (Circulation) | lbf/kW | N/A | N/A | High Speed Fan (Circulation)lbf/kW
| High Speed Fan (Exhaust/Ventilation) | CFM/Watt | N/A | N/A | High Speed Fan (Exhaust/Ventilation)CFM/Watt
| High Volume Low Speed Fan | lbf/kW | N/A | N/A | High Volume Low Speed Fanlbf/kW
| High Volume Low Speed Fans (Destratification) | Fan Wattage | COP | N/A | High Volume Low Speed Fans (Destratification)Fan Wattage
| PTAC | N/A | N/A | EER | PTACN/A
| PTHP | N/A | COP | EER | PTHPN/A
| Single Package Vertical AC - Tier 1 | N/A | N/A | EER | Single Package Vertical AC - Tier 1N/A
| Single Package Vertical AC - Tier 2 | N/A | N/A | EER | Single Package Vertical AC - Tier 2N/A
| Single Package Vertical HP | N/A | COP | EER | Single Package Vertical HPN/A
| Water Source Heat Pump - Tier 1 | N/A | COP | EER | Water Source Heat Pump - Tier 1N/A
| Water Source Heat Pump - Tier 2 | N/A | COP | EER | Water Source Heat Pump - Tier 2N/A
| Water-Cooled Air Conditioner | IEER | N/A | EER | Water-Cooled Air ConditionerIEER
|  | Rating 1 | Rating 2 | Rating 3 | Identifer
|  | SEER2 | N/A | N/A | Fuel Use EconomizerElectric Cooling
|  | N/A | N/A | N/A | Fuel Use EconomizerFuel Heating
Demand Control Ventilation
| Building Type | Energy Savings Factor for Cooling - Statewide Average (kWh/1000sqft.)
| Office - Low-rise (1 to 3 Stories) | 334
| Office - Mid-rise (4 to 11 Stories) | 264
| Office - High-rise (12+ Stories) | 314
| Religious Building | 903
| Restaurant | 590
| Retail - Department Store | 455
| Retail - Strip Mall | 315
| Convenience Store | 413
| Elementary School | 425
| High School | 415
| College/ University | 493
| Healthcare Clinic | 410
| Lodging (Hotel/Motel) | 473
| Manufacturing | 205
| Special Assembly Auditorium | 672
| Other | 446
| Enclosed Parking Garage | 1070
| Building Type | Electric Heating Savings with Heat Pump - Statewide Average (kWh/1000sqft.)
| Office - Low-rise (1 to 3 Stories) | 167
| Office - Mid-rise (4 to 11 Stories) | 112
| Office - High-rise (12+ Stories) | 151
| Religious Building | 1087
| Restaurant | 785
| Retail - Department Store | 268
| Retail - Strip Mall | 175
| Convenience Store | 133
| Elementary School | 467
| High School | 455
| College/ University | 909
| Healthcare Clinic | 323
| Lodging (Hotel/Motel) | 150
| Manufacturing | 93
| Special Assembly Auditorium | 1276
| Other | 436
| Enclosed Parking Garage | 167
| Building Type | Electric Heating Savings with Electrical Resistance - Statewide Average (kWh/1000sqft.)
| Office - Low-rise (1 to 3 Stories) | 493
| Office - Mid-rise (4 to 11 Stories) | 331
| Office - High-rise (12+ Stories) | 443
| Religious Building | 3202
| Restaurant | 2311
| Retail - Department Store | 790
| Retail - Strip Mall | 517
| Convenience Store | 391
| Elementary School | 1374
| High School | 1340
| College/ University | 2676
| Healthcare Clinic | 952
| Lodging (Hotel/Motel) | 441
| Manufacturing | 275
| Special Assembly Auditorium | 3757
| Other | 1286
| Building Type | Fuel Heating Savings - Statewide Average (therm/1000sqft)
| Office - Low-rise (1 to 3 Stories) | 21
| Office - Mid-rise (4 to 11 Stories) | 14
| Office - High-rise (12+ Stories) | 19
| Religious Building | 137
| Restaurant | 99
| Retail - Department Store | 33
| Retail - Strip Mall | 22
| Convenience Store | 17
| Elementary School | 58
| High School | 57
| College/ University | 114
| Healthcare Clinic | 41
| Lodging (Hotel/Motel) | 18
| Manufacturing | 12
| Special Assembly Auditorium | 160
| Other | 54
ERV/HRV
| Temperature, Tindoor (°F) | Enthalpy, Hindoor at 50% Relative Humidity (Btu/lb)
| 65 | 22.7
| 66 | 23.2
| 67 | 23.7
| 68 | 24.2
| 69 | 24.8
| 70 | 25.3
| 71 | 25.8
| 72 | 26.4
| 73 | 27
| 74 | 27.5
| 75 | 28.1
| 76 | 28.7
| 77 | 29.3
| 78 | 29.9
| NJ Climate Region | Heating Hours, hrsh | Cooling Hours, hrsc
| Northern | 4970 | 1670
| Southwest | 4896 | 1783
| Coastal | 4981 | 1954
| Central | 4969 | 1810
| Pine Zones | 4899 | 1828
| Statewide Average | 4953 | 1820
| NJ Climate Region | Relative Humidity[1] (%) | Avg. outdoor temperature[2] during cooling season, Toutdoor,c (°F) | Avg. outdoor temperature135 during heating season, Toutdoor,h (°F) | Avg enthalpy[3] of outdoor air at duing cooling season, Houtdoor,c (Btu/lb) | Avg enthalpy136 of outdoor air at duing cooling season, Houtdoor,c (Btu/lb)
| Northern | 69.77 | 74.6 | 42.1 | 32.05 | 14.39
| Southwest | 67.39 | 74.5 | 42.7 | 31.51 | 14.49
| Coastal | 74.63 | 73 | 46.2 | 31.87 | 16.47
| Central | 75.77 | 74.3 | 43.2 | 33.09 | 15.23
| Pine Barrens | 74.34 | 73.7 | 43.4 | 32.33 | 15.22
| Statewide Average | 72.61 | 73.91 | 43.82 | 32.14 | 15.31
| NJ Climate Region | Peak outdoor temperature during cooling season, Toutdoor,c,peak (°F) | Peak Enthalpy of outdoor air at duing cooling season, Houtdoor,c,peak (Btu/lb)
| Northern | 89 | 40.24
| Southwest | 93 | 42.28
| Coastal | 90 | 41.26
| Central | 93 | 42.28
| Pine Barrens | 94 | 41.22
| Statewide Average | 91 | 41.32

## DATA TABLES_Heating (hidden)
Gas Furnace
EFLH Table
|  |  | Facility Type | EFLH_h
|  |  | Assembly | 708
|  |  | Auto Repair | 2132
|  |  | Dormitory | 485
|  |  | Hospital | 1001
|  |  | Light Industrial | 854
|  |  | Lodging - Hotel | 923
|  |  | Lodging - Motel | 437
|  |  | Office - Large | 623
|  |  | Office - Small | 449
|  |  | Other | 771
|  |  | Religious Worship | 753
|  |  | Restaurant - Fast Food | 958
|  |  | Restaurant - Full Service | 964
|  |  | Retail - Big Box | 368
|  |  | Retail - Grocery | 971
|  |  | Retail - Small | 626
|  |  | Retail - Large | 895
|  |  | School - Community College | 694
|  |  | School - Postsecondary | 777
|  |  | School - Primary | 933
|  |  | School - Secondary | 484
|  |  | Warehouse | 510
NYTRM Appendix G - Heating
|  |  | Facility Type | EFLH_h
|  |  | Assembly | 708
|  |  | Auto Repair | 2132
|  |  | Big Box Retail | 485
|  |  | Fast Food Restaurant | 1001
|  |  | Full Service Restaurant | 854
|  |  | Grocery | 923
|  |  | Light Industrial | 437
|  |  | Motel | 623
|  |  | Primary School | 449
|  |  | Religious Worship | 771
|  |  | Small Office | 753
|  |  | Small Retail | 958
|  |  | Warehouse | 964
|  |  | Other | 368
|  |  | Community College | 971
|  |  | Dormitory* | 626
|  |  | High School | 895
|  |  | Hospital | 694
|  |  | Hotel | 777
|  |  | Large Office | 933
|  |  | Large Retail | 484
|  |  | University | 510
PreFixtureQty
|  |  | Project Level Building Type | etrack building type | Sector | etrack building type CEF2-CI-HVAC-MC |  |  | Measure Code | Spec Display name | Calc Type | fileColumnName
|  |  | Amusement Parks | Other | Large Commerical |  |  |  | CI-HVAC-CUH | Quantity | CUH | PreFixtureQty
|  |  | Assembly | Assembly | Small Commerical |  |  |  | CI-HVAC-PF | Number of Units | GF | Numofunits
|  |  | Auto Repair | Auto repair | Small Commerical |  |  |  | CI-HVAC-GIH | Quantity | GIH | PreFixtureQty
|  |  | Bakery | Retail - Small | Large Commerical |  |  |  | CI-HVAC-BTU | Number of Units | TuneB | Numofunits
|  |  | Car Dealership | Office - small | Large Commerical |  |  |  | CI-HVAC-FTU | Quantity | TuneF | PreFixtureQty
|  |  | Casino | Other | Large Commerical
|  |  | Child Day Care Services | Other | Large Commerical
|  |  | College/University - Cafeteria | Other | Large Commerical
|  |  | College/University - Dormitory | Dormitory | Large Commerical
|  |  | Community College | School - Community college | Large Commerical
|  |  | Country Clubs | Retail - Small | Large Commerical
|  |  | Deli Markets | Retail - Small | Large Commerical
|  |  | Dry Cleaning and Laundry Services | Other | Large Commerical
|  |  | Elementary School | School - primary | Small Commerical
|  |  | Fire station | Assembly | Small Commerical
|  |  | Fitness and Recreation Center | Other | Large Commerical
|  |  | Food Production Manufacturing | Light industrial | Small Commerical
|  |  | Gasoline Stations / Convenience stores | Retail - Small | Large Commerical
|  |  | Grocery | Retail - Grocery | Small Commerical
|  |  | High School | School - secondary | Large Commerical
|  |  | Hospital | Hospital | Large Commerical
|  |  | Hotel | Hotel | Large Commerical
|  |  | Light Industrial | Light Industrial | Small Commerical
|  |  | Lodging Motel | Lodging - Motel | Small Commerical
|  |  | Medical - Clinic | Other | Large Commerical
|  |  | Monetary Authorities - Central Bank | Office - small | Large Commerical
|  |  | Museum | Other | Large Commerical
|  |  | Nursing Home | Hospital | Large Commerical
|  |  | Office | Office - small | Large Commerical
|  |  | Other | Other | Large Commerical
|  |  | Parking Garage | Other | Large Commerical
|  |  | Personal Care Services (Salon) | Retail - Small | Large Commerical
|  |  | Postal Service | Retail - Small | Large Commerical
|  |  | Religious Worship | Religious Worship | Small Commerical
|  |  | Restaurant - Fast Food | Restaurant - fast food | Small Commerical
|  |  | Restaurant - Full Service | Restaurant - full service | Small Commerical
|  |  | Retail | Retail - Small | Large Commerical
|  |  | Retail - Big Box | Retail - big box | Small Commerical
|  |  | Storage Conditioned | Warehouse | Small Commerical
|  |  | Storage Unconditioned | Warehouse | Small Commerical
|  |  | University | School - postsecondary | Large Commerical
|  |  | Warehouse | Warehouse | Small Commerical
NJ TRM 2024
Table 3‑155 8760 Annual Operation Scenario for HDD45
|  |  | tfan = 8760 Hours | Qoa (Annual Btu/cfm)
At Supply Air Temperature Of
|  |  | Climate Zone - | 75oF | 85oF | 95oF | 105oF
Weather Station/City
| HDD45 | 8760 | Northern | 138650 | 169078 | 199506 | 229934
| HDD45 | 8760 | Southwest | 123809 | 150980 | 178151 | 205322
| HDD45 | 8760 | Coastal | 76756 | 93601 | 110446 | 127291
| HDD45 | 8760 | Central | 117464 | 143242 | 169021 | 194800
| HDD45 | 8760 | Pine Barrens | 115338 | 140651 | 165962 | 191275
| HDD45 | 8760 | Statewide Average | 115016 | 140258 | 165499 | 190741
Table 3‑156 8760 Hour Annual Operation Scenario for HDD55
|  |  | tfan = 8760 Hours | Qoa (Annual Btu/cfm)
At Supply Air Temperature Of
|  |  | Climate Zone - | 75oF | 85oF | 95oF | 105oF
Weather Station/City
| HDD55 | 8760 | Northern | 182976 | 227595 | 272214 | 316833
| HDD55 | 8760 | Southwest | 166370 | 206940 | 247510 | 288079
| HDD55 | 8760 | Coastal | 125238 | 155777 | 186317 | 216856
| HDD55 | 8760 | Central | 162154 | 201695 | 241236 | 280777
| HDD55 | 8760 | Pine Barrens | 160335 | 199433 | 238531 | 277628
| HDD55 | 8760 | Statewide Average | 160051 | 199079 | 238108 | 277136
Table 3‑157 8760 Hour Annual Operation Scenario for HDD65
|  |  | tfan = 8760 Hours | Qoa (Annual Btu/cfm)
At Supply Air Temperature Of
|  |  | Climate Zone - | 75oF | 85oF | 95oF | 105oF
Weather Station/City
| HDD65 | 8760 | Northern | 218007 | 280807 | 343606 | 406405
| HDD65 | 8760 | Southwest | 201016 | 258922 | 316827 | 374732
| HDD65 | 8760 | Coastal | 170353 | 219425 | 268498 | 317570
| HDD65 | 8760 | Central | 198527 | 255715 | 312904 | 370091
| HDD65 | 8760 | Pine Barrens | 196445 | 253034 | 309623 | 366211
| HDD65 | 8760 | Statewide Average | 197376 | 254232 | 311089 | 367945
Table 3‑158 7300 Annual Operation Scenario for HDD45
|  |  | tfan = 7300 Hours | Qoa (Annual Btu/cfm)
At Supply Air Temperature Of
|  |  | Climate Zone - | 75oF | 85oF | 95oF | 105oF
Weather Station/City
| HDD45 | 7300 | Northern | 111241 | 135739 | 160237 | 184734
| HDD45 | 7300 | Southwest | 99334 | 121210 | 143085 | 164960
| HDD45 | 7300 | Coastal | 61583 | 75145 | 88707 | 102268
| HDD45 | 7300 | Central | 94243 | 114998 | 135752 | 156506
| HDD45 | 7300 | Pine Barrens | 92538 | 112917 | 133296 | 153674
| HDD45 | 7300 | Statewide Average | 92280 | 112602 | 132924 | 153245
Table 3‑159 7300 Annual Operation Scenario for HDD55
|  |  | tfan = 7300 Hours | Qoa (Annual Btu/cfm)
At Supply Air Temperature Of
|  |  | Climate Zone - | 75oF | 85oF | 95oF | 105oF
Weather Station/City
| HDD55 | 7300 | Northern | 146885 | 182811 | 218738 | 254664
| HDD55 | 7300 | Southwest | 133554 | 166220 | 198886 | 231552
| HDD55 | 7300 | Coastal | 100535 | 125125 | 149715 | 174305
| HDD55 | 7300 | Central | 130169 | 162007 | 193845 | 225683
| HDD55 | 7300 | Pine Barrens | 128709 | 160190 | 191671 | 223152
| HDD55 | 7300 | Statewide Average | 128481 | 159906 | 191331 | 222756
Table 3‑160 7300 Annual Operation Scenario for HDD65
|  |  | tfan = 7300 Hours | Qoa (Annual Btu/cfm)
At Supply Air Temperature Of
|  |  | Climate Zone - | 75oF | 85oF | 95oF | 105oF
Weather Station/City
| HDD65 | 7300 | Northern | 174841 | 225198 | 275554 | 325911
| HDD65 | 7300 | Southwest | 161214 | 207647 | 254079 | 300512
| HDD65 | 7300 | Coastal | 136622 | 175972 | 215321 | 254671
| HDD65 | 7300 | Central | 159218 | 205075 | 250932 | 296790
| HDD65 | 7300 | Pine Barrens | 157549 | 202925 | 248301 | 293678
| HDD65 | 7300 | Statewide Average | 158295 | 203886 | 249477 | 295069
Table 3‑161 5266 Annual Operation Scenario for HDD45
|  |  | tfan = 5266 Hours | Qoa (Annual Btu/cfm)
At Supply Air Temperature Of
|  |  | Climate Zone - | 75oF | 85oF | 95oF | 105oF
Weather Station/City
| HDD45 | 5266 | Northern | 76284 | 93254 | 110223 | 127194
| HDD45 | 5266 | Southwest | 68118 | 83272 | 98425 | 113579
| HDD45 | 5266 | Coastal | 42231 | 51625 | 61019 | 70414
| HDD45 | 5266 | Central | 64627 | 79004 | 93381 | 107758
| HDD45 | 5266 | Pine Barrens | 63458 | 77575 | 91691 | 105808
| HDD45 | 5266 | Statewide Average | 63281 | 77358 | 91435 | 105513
Table 3‑162 5266 Annual Operation Scenario for HDD55
|  |  | tfan = 5266 Hours | Qoa (Annual Btu/cfm)
At Supply Air Temperature Of
|  |  | Climate Zone - | 75oF | 85oF | 95oF | 105oF
Weather Station/City
| HDD55 | 5266 | Northern | 100163 | 124786 | 149408 | 174031
| HDD55 | 5266 | Southwest | 91073 | 113461 | 135848 | 158237
| HDD55 | 5266 | Coastal | 68557 | 85409 | 102262 | 119115
| HDD55 | 5266 | Central | 88765 | 110585 | 132405 | 154226
| HDD55 | 5266 | Pine Barrens | 87769 | 109345 | 130920 | 152496
| HDD55 | 5266 | Statewide Average | 87614 | 109151 | 130688 | 152226
Table 3‑163 5266 Annual Operation Scenario for HDD65
|  |  | tfan = 5266 Hours | Qoa (Annual Btu/cfm)
At Supply Air Temperature Of
|  |  | Climate Zone - | 75oF | 85oF | 95oF | 105oF
Weather Station/City
| HDD65 | 5266 | Northern | 119326 | 153797 | 188268 | 222738
| HDD65 | 5266 | Southwest | 110026 | 141810 | 173595 | 205378
| HDD65 | 5266 | Coastal | 93242 | 120178 | 147114 | 174049
| HDD65 | 5266 | Central | 108663 | 140054 | 171445 | 202835
| HDD65 | 5266 | Pine Barrens | 107524 | 138586 | 169647 | 200708
| HDD65 | 5266 | Statewide Average | 108033 | 139242 | 170451 | 201659
Table 3‑164 3911 Annual Operation Scenario for HDD45
|  |  | tfan = 3911 Hours | Qoa (Annual Btu/cfm)
At Supply Air Temperature Of
|  |  | Climate Zone - | 75oF | 85oF | 95oF | 105oF
Weather Station/City
| HDD45 | 3911 | Northern | 54942 | 67170 | 79398 | 91626
| HDD45 | 3911 | Southwest | 49061 | 59980 | 70900 | 81819
| HDD45 | 3911 | Coastal | 30416 | 37185 | 43955 | 50724
| HDD45 | 3911 | Central | 46546 | 56906 | 67266 | 77625
| HDD45 | 3911 | Pine Barrens | 45704 | 55876 | 66049 | 76221
| HDD45 | 3911 | Statewide Average | 45577 | 55720 | 65865 | 76008
Table 3‑165 3911 Annual Operation Scenario for HDD55
|  |  | tfan = 3911 Hours | Qoa (Annual Btu/cfm)
At Supply Air Temperature Of
|  |  | Climate Zone - | 75oF | 85oF | 95oF | 105oF
Weather Station/City
| HDD55 | 3911 | Northern | 72525 | 90433 | 108340 | 126247
| HDD55 | 3911 | Southwest | 65943 | 82225 | 98507 | 114789
| HDD55 | 3911 | Coastal | 49640 | 61896 | 74153 | 86410
| HDD55 | 3911 | Central | 64272 | 80141 | 96011 | 111880
| HDD55 | 3911 | Pine Barrens | 63551 | 79242 | 94934 | 110625
| HDD55 | 3911 | Statewide Average | 63438 | 79102 | 94766 | 110429
Table 3‑166 3911 Annual Operation Scenario for HDD65
|  |  | tfan = 3911 Hours | Qoa (Annual Btu/cfm)
At Supply Air Temperature Of
|  |  | Climate Zone - | 75oF | 85oF | 95oF | 105oF
Weather Station/City
| HDD65 | 3911 | Northern | 87018 | 112390 | 137763 | 163136
| HDD65 | 3911 | Southwest | 80236 | 103631 | 127026 | 150422
| HDD65 | 3911 | Coastal | 67996 | 87823 | 107649 | 127476
| HDD65 | 3911 | Central | 79242 | 102348 | 125453 | 148559
| HDD65 | 3911 | Pine Barrens | 78411 | 101275 | 124138 | 147001
| HDD65 | 3911 | Statewide Average | 78782 | 101754 | 124725 | 147697
SA Temp
Table_Heat_MAU_Qoa |  | Hours | HDD | Climate Zone | 75oF | 85oF | 95oF | 105oF
|  | 8760 | HDD45 | Northern | 138650 | 169078 | 199506 | 229934
|  | 8760 | HDD45 | Southwest | 123809 | 150980 | 178151 | 205322
|  | 8760 | HDD45 | Coastal | 76756 | 93601 | 110446 | 127291
|  | 8760 | HDD45 | Central | 117464 | 143242 | 169021 | 194800
|  | 8760 | HDD45 | Pine Barrens | 115338 | 140651 | 165962 | 191275
|  | 8760 | HDD45 | Statewide Average | 115016 | 140258 | 165499 | 190741
|  | 8760 | HDD55 | Northern | 182976 | 227595 | 272214 | 316833
|  | 8760 | HDD55 | Southwest | 166370 | 206940 | 247510 | 288079
|  | 8760 | HDD55 | Coastal | 125238 | 155777 | 186317 | 216856
|  | 8760 | HDD55 | Central | 162154 | 201695 | 241236 | 280777
|  | 8760 | HDD55 | Pine Barrens | 160335 | 199433 | 238531 | 277628
|  | 8760 | HDD55 | Statewide Average | 160051 | 199079 | 238108 | 277136
|  | 8760 | HDD65 | Northern | 218007 | 280807 | 343606 | 406405
|  | 8760 | HDD65 | Southwest | 201016 | 258922 | 316827 | 374732
|  | 8760 | HDD65 | Coastal | 170353 | 219425 | 268498 | 317570
|  | 8760 | HDD65 | Central | 198527 | 255715 | 312904 | 370091
|  | 8760 | HDD65 | Pine Barrens | 196445 | 253034 | 309623 | 366211
|  | 8760 | HDD65 | Statewide Average | 197376 | 254232 | 311089 | 367945
|  | 7300 | HDD45 | Northern | 111241 | 135739 | 160237 | 184734
|  | 7300 | HDD45 | Southwest | 99334 | 121210 | 143085 | 164960
|  | 7300 | HDD45 | Coastal | 61583 | 75145 | 88707 | 102268
|  | 7300 | HDD45 | Central | 94243 | 114998 | 135752 | 156506
|  | 7300 | HDD45 | Pine Barrens | 92538 | 112917 | 133296 | 153674
|  | 7300 | HDD45 | Statewide Average | 92280 | 112602 | 132924 | 153245
|  | 7300 | HDD55 | Northern | 146885 | 182811 | 218738 | 254664
|  | 7300 | HDD55 | Southwest | 133554 | 166220 | 198886 | 231552
|  | 7300 | HDD55 | Coastal | 100535 | 125125 | 149715 | 174305
|  | 7300 | HDD55 | Central | 130169 | 162007 | 193845 | 225683
|  | 7300 | HDD55 | Pine Barrens | 128709 | 160190 | 191671 | 223152
|  | 7300 | HDD55 | Statewide Average | 128481 | 159906 | 191331 | 222756
|  | 7300 | HDD65 | Northern | 174841 | 225198 | 275554 | 325911
|  | 7300 | HDD65 | Southwest | 161214 | 207647 | 254079 | 300512
|  | 7300 | HDD65 | Coastal | 136622 | 175972 | 215321 | 254671
|  | 7300 | HDD65 | Central | 159218 | 205075 | 250932 | 296790
|  | 7300 | HDD65 | Pine Barrens | 157549 | 202925 | 248301 | 293678
|  | 7300 | HDD65 | Statewide Average | 158295 | 203886 | 249477 | 295069
|  | 5266 | HDD45 | Northern | 76284 | 93254 | 110223 | 127194
|  | 5266 | HDD45 | Southwest | 68118 | 83272 | 98425 | 113579
|  | 5266 | HDD45 | Coastal | 42231 | 51625 | 61019 | 70414
|  | 5266 | HDD45 | Central | 64627 | 79004 | 93381 | 107758
|  | 5266 | HDD45 | Pine Barrens | 63458 | 77575 | 91691 | 105808
|  | 5266 | HDD45 | Statewide Average | 63281 | 77358 | 91435 | 105513
|  | 5266 | HDD55 | Northern | 100163 | 124786 | 149408 | 174031
|  | 5266 | HDD55 | Southwest | 91073 | 113461 | 135848 | 158237
|  | 5266 | HDD55 | Coastal | 68557 | 85409 | 102262 | 119115
|  | 5266 | HDD55 | Central | 88765 | 110585 | 132405 | 154226
|  | 5266 | HDD55 | Pine Barrens | 87769 | 109345 | 130920 | 152496
|  | 5266 | HDD55 | Statewide Average | 87614 | 109151 | 130688 | 152226
|  | 5266 | HDD65 | Northern | 119326 | 153797 | 188268 | 222738
|  | 5266 | HDD65 | Southwest | 110026 | 141810 | 173595 | 205378
|  | 5266 | HDD65 | Coastal | 93242 | 120178 | 147114 | 174049
|  | 5266 | HDD65 | Central | 108663 | 140054 | 171445 | 202835
|  | 5266 | HDD65 | Pine Barrens | 107524 | 138586 | 169647 | 200708
|  | 5266 | HDD65 | Statewide Average | 108033 | 139242 | 170451 | 201659
|  | 3911 | HDD45 | Northern | 54942 | 67170 | 79398 | 91626
|  | 3911 | HDD45 | Southwest | 49061 | 59980 | 70900 | 81819
|  | 3911 | HDD45 | Coastal | 30416 | 37185 | 43955 | 50724
|  | 3911 | HDD45 | Central | 46546 | 56906 | 67266 | 77625
|  | 3911 | HDD45 | Pine Barrens | 45704 | 55876 | 66049 | 76221
|  | 3911 | HDD45 | Statewide Average | 45577 | 55720 | 65865 | 76008
|  | 3911 | HDD55 | Northern | 72525 | 90433 | 108340 | 126247
|  | 3911 | HDD55 | Southwest | 65943 | 82225 | 98507 | 114789
|  | 3911 | HDD55 | Coastal | 49640 | 61896 | 74153 | 86410
|  | 3911 | HDD55 | Central | 64272 | 80141 | 96011 | 111880
|  | 3911 | HDD55 | Pine Barrens | 63551 | 79242 | 94934 | 110625
|  | 3911 | HDD55 | Statewide Average | 63438 | 79102 | 94766 | 110429
|  | 3911 | HDD65 | Northern | 87018 | 112390 | 137763 | 163136
|  | 3911 | HDD65 | Southwest | 80236 | 103631 | 127026 | 150422
|  | 3911 | HDD65 | Coastal | 67996 | 87823 | 107649 | 127476
|  | 3911 | HDD65 | Central | 79242 | 102348 | 125453 | 148559
|  | 3911 | HDD65 | Pine Barrens | 78411 | 101275 | 124138 | 147001
|  | 3911 | HDD65 | Statewide Average | 78782 | 101754 | 124725 | 147697

## DATA TABLES_Water Heating (hidden)
Boiler Outside Air Reset Control |  | Condensing Integrated Boiler and Water Heater |  | DHW Demand / Temp Modulation Control | [6 empty] | Heat Pump Electric Storage Water Heater |  | Facility Type | Heating EFLH | Energy Use Density (kBtu/sf/yr) | Gallons per Day (GPD) | F_Etd
Energy Savings Factor | 5% | Baseline Water Heating Efficiency (UEF) | 0.8 | Subcategory | Btu/hr per Unit | Hrs - Norm Occ | Hrs Red - Norm Occ | Hrs - Low Occ | Hrs Red - Low Occ | ESF_HW | Baseline Water Heating Efficiency (EF) | 0.904 | Assembly | 708 | 2.1 | 239 | 0.000259
|  | Qualifying Water Heating Efficiency (UEF) | 0.87 | Dormitory | 4938 | 1688 | 0.2244 | 520 | 0.4457 |  | Qualifying Water Heating Efficiency (EF) | 2 | Auto Repair | 2132 | 15 | 25 | 0.000259
|  |  |  | Demand Control | [5 empty] | 0.07 | Annual Operating Hours (Office) | 5885 | Dormitory | 485 | 26.5 | 8600 | 0.000259
Boiler Baseline Efficiency |  |  |  | Temperature Modulation Control | [5 empty] | 0.02 | Annual Operating Hours (School) | 2218 | Hospital | 1001 | 34.3 | 16938 | 0.0002011
Degradation Factor | 90% |  |  | Demand Control and Temperature Modulation | [5 empty] | 0.15 | Coincidence Factor (Office) | 0.63 | Light Industrial | 854 | 2.3 | 489 | 0.000259
[11 empty] | Coincidence Factor (School) | 0.58 | Lodging - Hotel | 923 | 26.5 | 9104 | 0.000121
|  |  |  | Annual Electric Savings (kWh) | 656 | [5 empty] | Space Heating COP | 0 | Lodging - Motel | 437 | 26.5 | 1366 | 0.000121
[11 empty] | F_Heat_FF | 0 | Office - Small | 449 | 4.8 | 110 | 0.000249
|  |  |  | Space Conditioning | F_Heat,Elec | F_Heat,Fuel | IEER | COP |  |  | F_Heat_Elec | 0 | Office - Large | 623 |  | 550 | 0.000249
|  |  |  | Electric Cooling & Gas Heat | 0 | 1 | 12.7 | 1 |  |  | Space Cooling IEER | 0 | Other - Small | 796 | 2.3 | 0 | 0.000259
|  |  |  | Electric Cooling & Oil Heat | 0 | 0 | 12.7 | 1 |  |  |  |  | Other - Large | 771 |  | 0 | 0.000259
|  |  |  | Electric Cooling & Propane Heat | 0 | 0 | 12.7 | 1 |  |  |  |  | Parking Garage | 0 | 0 | 0 | 0
|  |  |  | Electric Cooling & Resistance Heat | 1 | 0 | 12.7 | 3.3 |  |  |  |  | Religious Worship | 753 | 0.9 | 77 | 0.000259
|  |  |  | Heat Pump | 1 | 0 | 12.7 | 3.3 |  |  |  |  | Restaurant - Fast Food | 958 | 39.2 | 500 | 0.0001525
|  |  |  | Natural Gas Heat Only | 0 | 1 | 0 | 1 |  |  |  |  | Restaurant - Full Service | 964 | 39.2 | 2500 | 0.0001525
|  |  |  | No Electric Cooling (Electric Resistance Heat Only) | 1 | 0 | 0 | 3.3 |  |  |  |  | Retail - Big Box | 368 | 2.5 | 448 | 0.000256
|  |  |  | No Electric Cooling (Oil/Propane/Steam/No Heat) | 0 | 0 | 0 | 1 |  |  |  |  | Retail - Grocery | 971 | 4.4 | 172 | 0.000256
[13 empty] | Retail - Small | 626 | 2.5 | 27 | 0.000256
|  |  |  | Boiler Economizer Table | T_B | T_Q | [6 empty] | Retail - Large | 895 |  | 446 | 0.000256
|  |  |  | Conventional Economizer, Hot Water Boiler | 420 | 335 | [6 empty] | School - Community College | 694 | 7 | 1520 | 0.0002545
|  |  |  | Conventional Economizer, Steam Boiler | 500 | 375 | [6 empty] | School - Post-Secondary | 777 | 7 | 1000 | 0.0002545
|  |  |  | Condensing Economizer, Hot Water Boiler | 420 | 247.5 | [6 empty] | School - Primary | 933 | 7 | 250 | 0.0002545
|  |  |  | Condensing Economizer, Steam Boiler | 500 | 287.5 | [6 empty] | School - Secondary | 484 | 7 | 1520 | 0.0002545
[13 empty] | Warehouse | 510 | 2.9 | 465 | 0.0003018
|  |  |  | Boiler Control Table | Savings
|  |  |  | Boiler Reset | 0.05 | [10 empty] | Facility Square Footage | 0
|  |  |  | Boiler Cut-Out | 0.017 | [10 empty] | Load_DHW | #N/A
|  |  |  | Boiler Reset & Cut-Out | 0.05 | [10 empty] | F_DHW_Electric | 0
[16 empty] | F_DHW_GPD | #N/A
[16 empty] | F_DHW_Fuel | 0
[5 empty] | Category | Equipment Type | Pump Eff | [7 empty] | DHW_UA_B_Electric | 5.2479
[5 empty] | Boiler Economizer | Conventional Economizer for HVAC Load | [8 empty] | DHW_SL_B_Fuel | 1454.9896
[5 empty] | Boiler Economizer | Condensing Economizer for HVAC Load | [8 empty] | Facility Type | #N/A
[5 empty] | Boiler Economizer | Conventional Economizer for Process Load | [8 empty] | F_DHW_ETD | #N/A
[5 empty] | Boiler Economizer | Condensing Economizer for Process Load | [8 empty] | Facility_EFLH_Heating | #N/A
[5 empty] | Boiler Outside Air Reset Control | Boiler Reset | [8 empty] | CEF2-CI-HVAC-BLEC_Facility Type | #N/A
[5 empty] | Boiler Outside Air Reset Control | Boiler Cut-Out | [8 empty] | CEF2-CI-HVAC-BLEC_EFLH | #N/A
[5 empty] | Boiler Outside Air Reset Control | Boiler Reset & Cut-Out
[5 empty] | Heat Pump Electric Storage Water Heater | Draw Pattern - Very Small
[5 empty] | Heat Pump Electric Storage Water Heater | Draw Pattern - Low
[5 empty] | Heat Pump Electric Storage Water Heater | Draw Pattern - Medium
[5 empty] | Heat Pump Electric Storage Water Heater | Draw Pattern - High
[5 empty] | Hot Water Recirculating Pump Control | PSC | 0.6
[5 empty] | Hot Water Recirculating Pump Control | ECM | 0.8
[5 empty] | Stack Economizer | Conventional Economizer for HVAC Load
[5 empty] | Stack Economizer | Condensing Economizer for HVAC Load
[5 empty] | Stack Economizer | Conventional Economizer for Process Load
[5 empty] | Stack Economizer | Condensing Economizer for Process Load
|  |  |  | Category | Dropdown | Combined | Sub-category | Min | Max
|  |  |  | Boiler Economizer | Hot Water Boiler | Boiler EconomizerHot Water Boiler | Hot Water Boiler - 800 to 1600 MBH | 800 | 1600
|  |  |  | Boiler Economizer | Hot Water Boiler | Boiler EconomizerHot Water Boiler | Hot Water Boiler - 1600 to 3000 MBH | 1600.01 | 3000
|  |  |  | Boiler Economizer | Hot Water Boiler | Boiler EconomizerHot Water Boiler | Hot Water Boiler - 3000 to 3500 MBH | 3000.01 | 3500
|  |  |  | Boiler Economizer | Hot Water Boiler | Boiler EconomizerHot Water Boiler | Hot Water Boiler - 3500 to 4000 MBH | 3500.01 | 4000
|  |  |  | Boiler Economizer | Hot Water Boiler | Boiler EconomizerHot Water Boiler | Hot Water Boiler - > 4000 MBH | 4000.01 | 99999999
|  |  |  | Boiler Economizer | Hot Water Boiler | Boiler EconomizerHot Water Boiler | Hot Water Boiler - < 800 MBH | 0.01 | 799.99
|  |  |  | Boiler Economizer | Steam Boiler | Boiler EconomizerSteam Boiler | Steam Boiler - 800 to 1600 MBH | 800 | 1600
|  |  |  | Boiler Economizer | Steam Boiler | Boiler EconomizerSteam Boiler | Steam Boiler - 1600 to 3000 MBH | 1600.01 | 3000
|  |  |  | Boiler Economizer | Steam Boiler | Boiler EconomizerSteam Boiler | Steam Boiler - 3000 to 3500 MBH | 3000.01 | 3500
|  |  |  | Boiler Economizer | Steam Boiler | Boiler EconomizerSteam Boiler | Steam Boiler - 3500 to 4000 MBH | 3500.01 | 4000
|  |  |  | Boiler Economizer | Steam Boiler | Boiler EconomizerSteam Boiler | Steam Boiler - > 4000 MBH | 4000.01 | 99999999
|  |  |  | Boiler Economizer | Steam Boiler | Boiler EconomizerSteam Boiler | Steam Boiler - < 800 MBH | 0.01 | 799.99

## M03-S06
|  | WELCOME |  | INSTRUCTIONS | [21 empty] | Sign OBR: Repayment Agreement |  |  | Sign Project Completion Certification |  | INCENTIVE RATES & REQUIREMENTS |  |  |  | ( CONTACT US
[10 empty] | Program Type: | Prescriptive |  |  |  | Site Name: | [Project Name] |  |  |  |  | Status: | Draft Pre-Application | [5 empty] | Estimated Incentive: | 0 |  | OBR Amt Requested:
0%
[40 empty] | No Savings for PC Summary | FALSE
Progress
|  |  | Lighting & Lighting Controls |  | HVAC |  | HVAC Controls |  | Heating |  |  | Water Heating & Boilers |  | Refrigeration |  |  | Food Service |  |  | Agriculture |  |  | Plug Load |  |  | Residential Appliances |  |  | Miscellaneous
DO NOT DRAG DOWN - Line 1 different formula
[12 empty] | 0 |  | 0 |  |  | 0 |  |  | 0 |  |  |  | Total Taxes & Ancillary Cost (From Invoice):
[12 empty] | Section Cost |  | Section Incentive |  |  | Section Savings |  |  | Section Savings
Floating Head Pressure Control
| Install Location | Proposed Measure Category |  |  |  | Sub-Category |  | Quantity Type |  |  | Quantity | Manufacturer | Model |  |  | Secondary Quantity Type |  | Secondary Quantity | Evaporator Fan Motor Control |  |  |  | Equipment Type |  | Unit Type |  | Total Measure Cost |  |  | Total Cost | Estimated Incentive | Electric Savings |  |  | Natural Gas Savings | Verified Qty | Comments | Status | Measure Number | Calc Type | Incentive Unit Type | Incentive Units | Incentive/Unit | Incentive Total | Incentive Cap | Reported kWh Savings | Reported kW Savings | Reported thm Savings | Customer kWh Savings | Customer kW Savings | Customer thm Savings | CF | TRM Building Type | TRM Operation Hours | EFLH (Cool) | EFLH (Heat) | ΔkWh/ft | kWh/hp | HP Range | Identifer | DkWh/unit | DkW/unit | kWh/ft^2 | %Onq | %On_none | WHF_e |  |  | Savings Status | eTrack Building Type | eTrack Post Control | eTrack Equipment Type | eTrack Equipment Type night cover & strip curtain | eTrack Equipment Type2 | FHPC Equipment Type 2 | eTrack PreFixture | Taxes | Labor + Taxes | Labor/Taxes + Material | [11 empty] | Night Covers |  | Evaporator Fan EC Motor
[12 empty] | Serial Number | [6 empty] | HP of Motor | [7 empty] | Material |  | Labor | [37 empty] | COP_ref | COP_HVAC | [11 empty] | EUL | ∆kW/door | ∆kWh/door | ΔkWh_Defrost | EffRS | ΔkWh_Heat | IFe Value | ⴄ | NTG Factor | Measure life | RUL | kwh/day | kwh/day2 | kWb | kWq | Effb | Identifer | rr_kwh | rr_kw | rr_therms | Gross Source kWh | Net Site kWh | Net Source kWh | Gross Site Lifetime kWh | Gross Source Lifetime kWh | Net Site Lifetime kWh | Net Source Lifetime kWh | Gross Source therms | Net Site therms | Net Source therms | Gross Site Lifetime therms | Gross Source Lifetime therms | Net Site Lifetime therms | Net Source Lifetime therms | Gross Site MMBTU | Gross Source MMBTU | Net Site MMBTU | Net Source MMBTU | Gross Site Lifetime MMBTU | Gross Source Lifetime MMBTU | Net Site Lifetime MMBTU | Net Source Lifetime MMBTU | Peak Day Therm | Reported Net Source kW | Reported Net Site kW | Reported Net Source Peak Day therm | Actual Net Source Peak Day therm | Reported Net Site Peak Day therm | Actual Net Site Peak Day therm | Actual Gross Site MMBTU | Actual Gross Source MMBTU | Actual Net Site MMBTU | Actual Net Source MMBTU | Actual Gross Site Lifetime MMBTU | Actual Gross Source Lifetime MMBTU | Actual Net Site Lifetime MMBTU | Actual Net Source Lifetime MMBTU
1
2
3
4
5
6
7
8
9
10
11
12
13
14
15
16
17
18
19
20
21
22
23
24
25
26
27
28
29
30
31
32
33
34
35
36
PSE&G C&I Energy Efficiency Program | [7 empty] | © 2026 TRC Companies, Inc. TRC Companies, Inc. and its affiliates reserve all rights associated with this body of work. Content cannot be edited or replicated without the express, written consent of TRC Companies, Inc. or its affiliates. | [24 empty] | Prescriptive Incentive Application
1-844-300-PSEG (7734)
PSEGenergysaver@TRCcompanies.com | [15 empty] | V2.1 Effective Date 4/24/2026 | [16 empty] | This is a TRC tool
Participation Agreement
Project Information
Customer Information
Equipment Input
Payment
Project Review
Trade Ally / Contractor Information
On-Bill Repayment
Union Information

## DATA TABLES_Project (hidden)
|  | FOOT1 | PSE&G C&I Energy Efficiency Program |  |  | Building type:
|  | FOOT2 | 1-844-300-PSEG (7734)
|  | FOOT3 | PSEGenergysaver@TRCcompanies.com |  |  | Portal Link
|  | FOOT4 | Prescriptive Incentive Application |  |  | https://bizsaveportal.pseg.com
FOOT5
|  | FOOT6 | This is a TRC tool
FOOTDISCLAIM
Options |  | Tax Entity | Column1 | [16 empty] | Payment to | Company | Address | City | State | Zip | First | Last | Phone | Email | Terms | Payment Preference
Yes |  | Individual Sole Proprietor | [17 empty] | Trade Ally (Check) | 0 | 0 |  | 0 | 0 | NJ | 0 |  |  | I am authorizing this payment of my incentive to the third party (“Payee”) named above and I understand that I will not be receiving the incentive check from Evergy. I also understand that my release of the payment to the third party does not exempt me from the incentive requirements outlined in this application. Tax Liability: Evergy is not responsible for any taxes that may be imposed on you as a result of your receipt of this incentive. Incentive Amounts could be taxable to you if greater than $600. You should consult your tax advisor for any questions concerning the taxability of incentives. | MP
No |  | C Corporation | [17 empty] | Company (Check) | 0 | 0 | 0 | 0 |  | 0 | 0 |  |  | Tax Liability: Evergy is not responsible for any taxes that may be imposed on you as a result of your receipt of this incentive. Incentive Amounts could be taxable to you if greater than $600. You should consult your tax advisor for any questions concerning the taxability of incentives. | Site
|  | S Corporation | [17 empty] | Site (Check) | 0 | 0 | 0 | 0 | 0 | 0 | 0 | 0 | 0 | Tax Liability: Evergy is not responsible for any taxes that may be imposed on you as a result of your receipt of this incentive. Incentive Amounts could be taxable to you if greater than $600. You should consult your tax advisor for any questions concerning the taxability of incentives. | Site
Installer |  | Partnership | [17 empty] | Site (Bill Credit) | 0 | 0 | 0 | 0 | 0 | 0 | 0 | 0 | 0 | As a participant in Evergy's Business Energy Savings Program, you have the option to have your incentive for energy efficiency upgrades credited to your electric utility bill instead of receiving a check from Evergy. A line item that reads "credit" will appear on your next electric bill. Please check the box below and enter the Evergy account you would like to receive a bill credit. Tax Liability: Incentives are taxable if greater than $600 for business customers, and will be reported to the IRS unless you are exempt. Evergy will report your incentives as income to you on the IRS Form 1099 unless you have checked “Corporation" or “Exempt” tax status above. You are urged to consult your tax advisor concerning the taxability of incentives. Evergy is not responsible for any taxes that may be imposed on your business as a result of receipt of this incentive. | Other
TA/Contractor |  | Trust/Estate | [17 empty] | Other (Check) | [9 empty] | Tax Liability: Evergy is not responsible for any taxes that may be imposed on you as a result of your receipt of this incentive. Incentive Amounts could be taxable to you if greater than $600. You should consult your tax advisor for any questions concerning the taxability of incentives. | Other
Customer/Self-Installed |  | Limited Liability Company C Corporation
Limited Liability Company S Corporation
Program Type |  | Limited Liability Company Partnership
Prescriptive |  | Exempt
Custom
Energy Management |  | States | Abbrev
Non-Residential Small Business |  | Alabama | AL | [16 empty] | Submission Method | Welcome Tab Instruction | Submission Instruction
|  | Alaska | AK | [16 empty] | Online Portal | Please complete only the fields marked "Required" on Project, Customer, Trade Ally and Payee Information tabs. All other fields will be completed in the Online Portal. | Upload all documents via the Online Application Portal
|  | Arizona | AZ | [16 empty] | Encrypted Email | #N/A | Submit the application via encrypted email. Refer to instructions on the Welcome screen for your email client.
SubProgram Type |  | Arkansas | AR
Downstream |  | California | CA |  | Named Range | Text | [13 empty] | Submission Method | Instruction
Retro-Commissioning (RCx) |  | Colorado | CO |  | Txt_Rqd | Required | [13 empty] | Outlook | In the email, select Options, navigate to the Encrypt panel and select the lock icon
Strategic Energy Management (SEM) |  | Connecticut | CT |  | Txt_SubmitOnline | Submit Online | [13 empty] | Gmail | In the email, select the lock-clock icon to toggle on confidential mode. Select "Expires in 1 Month" and click "Save"
HVAC Tune-Up |  | Delaware | DE |  | Txt_SubMthdOnline | Online Portal | [13 empty] | Yahoo | A third-party tool is required for advanced Yahoo mail encryption. It is strongly encouraged to submit the application via the online portal rather than Yahoo. If not possible, please download a third-party tool to encrypt the email.
Non-UEZ |  | Florida | FL |  | Txt_SubMthdEmail | Encrypted Email | [13 empty] | AOL | A third-party tool is required for AOL mail encryption. It is strongly encouraged to submit the application via the online portal rather than AOL. If not possible, please download a third-party tool to encrypt the email.
|  | Georgia | GA | [16 empty] | Other | A third-party tool may be necessary for email encryption. It is strongly encouraged to submit the application via the online portal rather than dowloading a thrid-party tool.
Customer Info |  | Hawaii | HI
Billboard |  | Idaho | ID |  | Customer Type
Commercial |  | Illinois | IL |  | Commercial/Industrial
Conference |  | Indiana | IN |  | Data Center
Online Ad |  | Iowa | IA |  | Government/Municipal
Print Ad |  | Kansas | KS |  | Non-Profit | [6 empty] | Project Level Building Type | Lighting TRM Building Equivalent | Foodservice TRM Building Equivalent | Water Heating & Boilers TRM Building Equivalent | HVAC TRM Building Equivalent | HVAC_VFD | HVAC_ECM | CEF2-CI-WH-CBLR | HVAC_Dual Enthalpy Economizer Building Equivalent | HVAC_Smart Thermstat Building Equivalent | NYTRM AppG Building Equivalent | NJTRM_2024 | NJTRM_2024 AppD | Plug Load Building Type | Misc. Building Type | Holding Cabinet Building Type | PDF - Full Load Hour | PDF - Day per Year Ratio | NJTRM_2024 AppG_A | NJTRM_2024 AppG_B | HVAC_DCV | CEF2-CI-APL-RAC | CEF2-CI-HVAC-BLEC | CEF2-CI-WH-RPC/CEF2-CI-WH-CTWH | CEF2-CI-HVAC-BLRC | CEF2-CI-WH-CSWH/CEF2-CI-WH-HPWH | CEF2-CI-APL-CDMV | CEF2-CI-PL-OFEQ | CEF2-CI-FS-OFSG | CEF2-CI-FS-DWR/CEF2-CI-WH-PRSV | CEF2-CI-HVAC-ACMAP/CEF2-CI-HVAC-FUHB | CEF2-CI-WH-PIC/CEF2-CI-HVAC-ECHLR | CEF2-CI-HVAC-HERV | CEF2-CI-HVAC-ST | CEF2-CI-HVAC-ECM | CEF2-CI-MD-VFD | CEF2-CI-HVAC-GWSHP | CEF2-CI-HVAC-ASHPM/CEF2-CI-HVAC-IH/CEF2-CI-HVAC-MC | NJTRM_2024 Full List
PSE&G Representative |  | Kentucky | KY |  | School | [6 empty] | Agricultural | Light Industrial | Average = Miscellaneous | Light Industrial | Light Industrial | Light Industrial | Light Industrial | Light industrial | Warehouse | Light industrial |  | Light Industrial | Light industrial | Light Industrial | Light Industrial | Light Industrial | 0.02687 | 0.003989 | Light industrial | Light industrial | Manufacturing | Light Industrial | Light industrial | Light Industrial | Light Industrial | Light Industrial | Light Industrial | Light Industrial | Other | Light Industrial | Light Industrial | Light Industrial | Light Industrial | Light Industrial | Light Industrial | Light Industrial | Light Industrial | Light industrial | Table 6‑2 C&I Building Type Descriptions | Table 7-1 and 7-2
PSE&G Website |  | Louisiana | LA |  | Other | [6 empty] | Amusement Parks | Other | Average = Miscellaneous | Other - Small | Other | Other | Other | Other | Other | Other | Assembly | Small Retail | Small retail | Other | Other | Small Retail | 0.03244 | 0.0031962 | Assembly | Assembly | Other | Other | Other | Other | Other | Other | Small Retail | Other | Other | Other | Other | Other | Other | Other | Other | Small retail | Other | Other | Building Type |  | Description
Radio Ad |  | Maine | ME | [8 empty] | Assembly | Assembly | Average = Miscellaneous | Assembly | Assembly | Assembly | Assembly | Assembly | Assembly | Assembly | Auto Repair | Assembly | Assembly | Assembly | Assembly | Assembly | 0.03244 | 0.002817 | Assembly | Assembly | Special Assembly Auditorium | Assembly | Assembly | Assembly | Assembly | Assembly | Assembly | Assembly | Other | Assembly | Assembly | Assembly | Assembly | Assembly | Assembly | Assembly | Assembly | Assembly | Assembly | Assembly | Public buildings that include community centers, libraries, performance and movie theaters, auditoria, police and fire stations, gymnasia, sports arenas, and transportation terminals
Social Media |  | Maryland | MD |  | Water Heating | [6 empty] | Auto Repair | Auto Repair | Average = Miscellaneous | Auto Repair | Auto Repair | Auto Repair | Auto Repair | Auto repair | Small Office | Auto repair | Small Office | Auto | Auto repair | Auto Repair | Auto | Auto | 0.01077 | 0.002817 | Auto repair | Auto repair | Retail - Strip Mall | Auto repair | Auto repair | Auto Repair | Auto Repair | Auto Repair | Auto | Auto Repair | Other | Auto | Auto Repair | Auto repair | Auto repair | Auto repair | Auto repair | Auto Repair | Auto Repair | Auto repair | Auto | Auto repair | Repair shops and auto dealerships, including parking lots and parking structures.
Trade Ally |  | Massachusetts | MA |  | Electric | [6 empty] | Bakery | Retail - Small | Average = Miscellaneous | Retail - Small | Retail - small | Retail - Small | Retail - Large | Large Retail | Small Retail | Retail - Small | Dormitory* | Fast Food | Fast food restaurant | Small Retail | Multi-story Retail | Small Retail | 0.02396 | 0.002817 | Restaurant – fast food | Fast food restaurant | Retail - Strip Mall | Retail - small | Average Retail - small | Small Retail | Retail - small | Small Retail | Small Retail | Small Retail | Other | Small Retail | Retail - small | Retail - small | Retail - Small | Retail - small | Small retail | Small retail | Retail - small | Retail - small | Big Box | Big box | Single story, high-bay retail stores with ceiling heights of 25 feet or more. Majority of floor space is dedicated to non-food items, but could include refrigerated and non-refrigerated food sales areas.
TRC Energy Efficiency Advisor |  | Michigan | MI |  | Natural Gas | [6 empty] | Car Dealership | Office - Small | Office - Small | Office - Small | Office - small | Office - Small | Office - Large | Small Office | Small Office | Office - Small | Light Industrial | Auto | Auto repair | Small Retail | Multi-story Retail | Small Office | 0.01077 | 0.003302 | Auto repair | Auto repair | Retail - Strip Mall | Office - small | Office - small | Small Office | Office - small | Small Office | Small Office | Small Office | Office - Small | Small Office | Office - small | Office - small | Office - Small | Office - small | Office small | Small office | Office - small | Office - small | Community College | Community College | Community college campus and post-secondary technical and vocational education buildings, including classroom, computer labs, dining and office. Conditioned by packaged HVAC systems
Web Ad |  | Minnesota | MN |  | Not Applicable | [6 empty] | Casino | Other | Average = Miscellaneous | Other - Small | Other | Other | Other | Other | Other | Other | Hotel | Hotel | Hotel | Other | Other | Small Retail | 0.02489 | 0.0031962 | Hotel | Hotel | Lodging (Hotel/Motel) | Other | Other | Other | Other | Other | Small Retail | Other | Other | Other | Other | Other | Other | Other | Other | Small retail | Other | Other | Dormitory | Dorm | College or University dormitories
Webinar |  | Mississippi | MS |  | Oil | [6 empty] | Child Day Care Services | Other | Average = Miscellaneous | Other - Small | Other | Other | Other | Other | Other | Other | Motel | Small Retail | Small retail | Other | Other | Small Retail | 0.03665 | 0.0031962 | Retail – small | Small retail | Elementary School | Other | Other | Other | Other | Other | Small Retail | Other | Other | Other | Other | Other | Other | Other | Other | Small retail | Other | Other | Fast Food | Fast food restaurant | Self-service restaurants with primarily disposable plates, utensils etc.
Word of Mouth |  | Missouri | MO |  | Other | [6 empty] | College/University - Cafeteria | College/University - Cafeteria | Average = Miscellaneous | Other - Small | Other | Other | Other | Other | Other | Other | Multifamily High-Rise | Community College | Community College | Other | Other | Community College | 0.03303 | 0.0031962 | Community college | Community College | College/ University | Office - small | Office - small | Small Office | Office - small | Small Office | Community College | Other | Other | Other | Other | Other | Other | Other | Other | Community college | Other | Other | Full Service Restaurant | Full service restaurant | Full service restaurants with full dishwashing facilities
Other |  | Montana | MT |  | Propane | [6 empty] | College/University - Dormitory | College/University - Dormitory | Average = Miscellaneous | Dormitory | Other | Dormitory | College dormitory | Dormitory | Other | Other |  | Dormitory | Dorm | College dormitory | Dormitory | Dormitory | 0.04736 | 0.002817 | Dormitory | Dorm | College/ University | Other | Dormitory | Dormitory | Dormitory | Dormitory | Dormitory | Other | Other | Dormitory | Dormitory | Dormitory | Dormitory | Dormitory | Other | Dorm | Dormitory | Dormitory | Grocery | Grocery | Refrigerated and non-refrigerated food sales, including convenience stores and specialty food sales
|  | Nebraska | NE |  | Steam | [6 empty] | Community College | College/University – Classes | Education – Community College | School - Community college | School - Community college | School - Community college | School - Community college | Community College | Other | School - Community college | Multifamily Low-Rise | Community College | Community College | Community College | Community College | Community College | 0.03303 | 0.003521 | Community college | Community College | College/ University | Other | School - Community college | Community College | School - Community college | Community College | Community College | Community College | Education - Community College | Community College | School - Community college | Community college | Community college | School - Community college | Community College | Community college | School - Community college | School - Community college | Heavy Industrial |  | Single or multistory buildings containing industrial processes including pump stations, water and wastewater treatment plants; may be conditioned or unconditioned.
|  | Nevada | NV | [8 empty] | Country Clubs | Retail - Small | Average = Miscellaneous | Retail - Small | Retail - small | Retail - Small | Retail - Large | Large Retail | Small Retail | Retail - Small |  | Multi Story Retail | Large Retail | Small Retail | Multi-story Retail | Small Retail | 0.02565 | 0.002817 | Large Retail | Large Retail | Restaurant | Retail - small | Average Retail - small | Small Retail | Retail - small | Small Retail | Small Retail | Small Retail | Other | Small Retail | Retail - small | Retail - small | Retail - Small | Retail - small | Small retail | Small retail | Retail - small | Retail - small | Hospital | Hospital | Inpatient and outpatient care facility conditioned by built-up HVAC systems. Excludes medical offices
Project Status |  | New Hampshire | NH | [8 empty] | Courthouse | Office - Small | Office - Small | Office - Small | Office - small | Office - Small | Office - Large | Small Office | Small Office | Office - Small | Full Service Restaurant | Large Office | Large Office | Small Office | Small Office | Small Office | 0.03691 | 0.003302 | Large Office | Large Office | Office - Low-rise (1 to 3 Stories) | Office - small | Office - small | Small Office | Office - small | Small Office | Small Office | Small Office | Office - Small | Small Office | Office - small | Office - small | Office - Small | Office - small | Office small | Small office | Office - small | Office - small | Hotel | Hotel | Multifunction lodging facility with guest rooms, meeting space, foodservice
Enter Measures |  | New Jersey | NJ | [8 empty] | Deli Markets | Retail - Small | Average = Miscellaneous | Retail - Small | Retail - small | Retail - Small | Retail - Large | Large Retail | Small Retail | Retail - Small |  | Grocery | Grocery | Small Retail | Multi-story Retail | Small Retail | 0.02364 | 0.002817 | Retail – Grocery | Grocery | Retail - Strip Mall | Retail - small | Average Retail - small | Small Retail | Retail - small | Small Retail | Small Retail | Small Retail | Other | Small Retail | Retail - small | Retail - small | Retail - Small | Retail - small | Small retail | Small retail | Retail - small | Retail - small |  |  | conditioned by built-up HVAC system
Standard Only No Pre-approval Required |  | New Mexico | NM | [8 empty] | Dry Cleaning and Laundry Services | Other | Average = Miscellaneous | Other - Small | Other | Other | Other | Other | Other | Other |  | Small Retail | Small retail | Other | Other | Small Retail | 0.03665 | 0.0031962 | Retail – small | Small retail | Retail - Strip Mall | Other | Other | Other | Other | Other | Small Retail | Other | Other | Other | Other | Other | Other | Other | Other | Small retail | Other | Other | Large Office | Large Office | Office space in buildings greater than 3 stories conditioned by built-up HVAC system.
Pre-approval Required |  | New York | NY |  | Encrypted Email Instructions | [6 empty] | Elementary School | Elementary School | Education – Primary School | School - Primary | School - primary | School - primary | School - primary | Other | Elementary School | School - primary |  | Primary School | Primary school | Elementary School | Primary School | Primary School | 0.0246 | 0.004587 | School – primary | Primary school | Elementary School | School - primary | Other | Elementary School | School - primary | Elementary School | Primary School | Elementary School | Education - Primary School | Primary School | School - primary | Other | Primary School | School - primary | Primary school / Elementary School | Primary School | School - primary | School - primary | Light Industrial | Light industrial | Single story work space with heating and air-conditioning; conditioned by packaged HVAC systems.
Please Review and Sign Form |  | North Carolina | NC |  | <Encrypted Email Instructions> | [6 empty] | Fire station | Assembly | Average = Miscellaneous | Assembly | Assembly | Assembly | Assembly | Assembly | Assembly | Assembly |  | Assembly | Assembly | Other | Assembly | Assembly | 0.03244 | 0.002817 | Assembly | Assembly | Special Assembly Auditorium | Assembly | Assembly | Assembly | Assembly | Assembly | Assembly | Assembly | Other | Assembly | Assembly | Assembly | Assembly | Assembly | Assembly | Assembly | Assembly | Assembly | Multifamily high-rise |  | Multifamily building with more than 3 stories conditioned by built up HVAC system
App Expired |  | North Dakota | ND | [8 empty] | Fitness and Recreation Center | Other | Average = Miscellaneous | Other - Small | Other | Other | Other | Other | Other | Other |  | Assembly | Assembly | Other | Other | Small Retail | 0.03244 | 0.0031962 | Assembly | Assembly | Other | Other | Other | Other | Other | Other | Small Retail | Other | Other | Other | Other | Other | Other | Other | Other | Small retail | Other | Other | Multifamily low-rise |  | Multifamily building with 3 stories or less conditioned by packaged HVAC system
Not Eligible |  | Ohio | OH | [8 empty] | Food Production Manufacturing | Warehouse/Industrial - Small | Average = Miscellaneous | Warehouse | Warehouse | Warehouse | Warehouse | Warehouse | Warehouse | Warehouse |  | Warehouse | Warehouse | Warehouse | Warehouse | Warehouse | 0.045 | 0.003989 | Warehouse | Warehouse | Manufacturing | Warehouse | Warehouse | Warehouse | Warehouse | Warehouse | Warehouse | Warehouse | Other | Warehouse | Warehouse | Warehouse | Warehouse | Warehouse | Warehouse | Warehouse | Warehouse | Warehouse | Motel | Motel | Lodging facilities with primarily guest room space served by packaged HVAC systems
Incentive Less Than $150 |  | Oklahoma | OK |  | Gas Utility Name | Total Digits | Without Leading 0s | Used |  |  |  | Funeral Home | Retail - Small | Average = Miscellaneous | Retail - Small | Retail - small | Retail - Small | Retail - Large | Large Retail | Small Retail | Retail - Small | Community College | Multi Story Retail | Large Retail | Small Retail | Multi-story Retail | Small Retail | 0.02565 | 0.002817 | Large Retail | Large Retail | Retail - Strip Mall | Retail - small | Average Retail - small | Small Retail | Retail - small | Small Retail | Small Retail | Small Retail | Other | Small Retail | Retail - small | Retail - small | Retail - Small | Retail - small | Small retail | Small retail | Retail - small | Retail - small | Multi Story Retail | Large Retail | Retail building with 2 or more stories served by built-up HVAC system
Not Eligible for BizSavers Program |  | Oregon | OR |  | Elizabethtown Gas | 10 |  | 10 |  |  |  | Gasoline Stations / Convenience stores | Retail - Small | Average = Miscellaneous | Retail - Small | Retail - small | Retail - Small | Retail - Large | Large Retail | Small Retail | Retail - Small |  | Grocery | Grocery | Small Retail | Multi-story Retail | Small Retail | 0.02364 | 0.002817 | Retail – Grocery | Grocery | Convenience Store | Retail - small | Average Retail - small | Small Retail | Retail - small | Small Retail | Small Retail | Small Retail | Other | Small Retail | Retail - small | Retail - small | Retail - Small | Retail - small | Small retail | Small retail | Retail - small | Retail - small | Primary School | Primary school | K-8 school
Project Payback Too Fast |  | Pennsylvania | PA |  | South Jersey Gas | 10 |  | 10 |  |  |  | Grocery | Grocery | Grocery | Retail - Small | Retail - Grocery | Retail - Grocery | Retail - Grocery | Grocery | Small Retail | Retail - Grocery |  | Grocery | Grocery | Grocery | Grocery | Grocery | 0.02364 | 0.00274 | Retail – Grocery | Grocery | Convenience Store | Retail - Grocery | Retail - Grocery | Grocery | Retail - Grocery | Grocery | Grocery | Grocery | Grocery | Grocery | Retail - Grocery | Retail - Grocery | Retail - Grocery | Retail - Grocery | Grocery | Grocery | Retail - Grocery | Retail - Grocery | Religious | Religious | Religious worship
Project Not Cost Effective |  | Rhode Island | RI |  | New Jersey Natural Gas | 12 |  | 12 |  |  |  | High School | High School | Education -Secondary School | School - Secondary | School - secondary | School - secondary | School - secondary | High school | Elementary School | School - secondary |  | Secondary School | High School | High School | Secondary School | Secondary School | 0.04741 | 0.004587 | High school | High School | High School | Other | School - secondary | High School | School - secondary | High School | Secondary School | High School | Education - Secondary School | Secondary School | School - secondary | High school | High School | School - secondary | High School | High School | School - secondary | School - secondary | Secondary School | High School | 9-12 school
RCx Payback over 18 months |  | South Carolina | SC |  | PSE&G | 12 | 10 | 10 |  |  |  | Hospital | Medical – Hospital | Medical – Hospital | Hospital | Hospital | Hospital | Hospital | Hospital | Other | Hospital |  | Hospital | Hospital | Hospital | Hospital | Hospital | 0.02295 | 0.00274 | Hospital | Hospital | Healthcare Clinic | Other | Hospital | Hospital | Hospital | Hospital | Hospital | Hospital | Medical - Hospital | Hospital | Hospital | Hospital | Hospital | Hospital | Hospital | Hospital | Hospital | Hospital | Single-family residential |  | Single-family detached residences
Custom Payback under 18 months |  | South Dakota | SD | [8 empty] | Hotel | Hotel | Lodging Motel | Lodging - Hotel | Hotel | Hotel | Hotel | Hotel | Other | Hotel |  | Hotel | Hotel | Hotel | Hotel | Hotel | 0.02489 | 0.00274 | Hotel | Hotel | Lodging (Hotel/Motel) | Other | Hotel | Hotel | Hotel | Hotel | Hotel | Hotel | Other | Hotel | Hotel | Hotel | Hotel | Hotel | Hotel | Hotel | Hotel | Hotel | Small Office | Small office | Office occupancy in buildings 3 stories or less served by packaged HVAC systems; includes Medical offices
|  | Tennessee | TN |  | Electric Utility Name | Total Digits | Without Leading 0s | Used |  |  |  | Kennel | Retail - Small | Average = Miscellaneous | Retail - Small | Retail - small | Retail - Small | Retail - Large | Large Retail | Small Retail | Retail - Small | Community College | Multi Story Retail | Large Retail | Small Retail | Multi-story Retail | Small Retail | 0.02565 | 0.002817 | Large Retail | Large Retail | Retail - Strip Mall | Retail - small | Average Retail - small | Small Retail | Retail - small | Small Retail | Small Retail | Small Retail | Other | Small Retail | Retail - small | Retail - small | Retail - Small | Retail - small | Small retail | Small retail | Retail - small | Retail - small | Small Retail | Small retail | Single story retail with ceiling height of less than 25 feet; primarily non-food retail and storage areas served by packaged HVAC systems. Includes service businesses, post offices, Laundromats, and exercise facilities.
Project Specialists |  | Texas | TX |  | Atlantic City Electric | 12 | 11 | 11 |  |  |  | Laundromat | Retail - Small | Average = Miscellaneous | Retail - Small | Retail - small | Retail - Small | Retail - Large | Large Retail | Small Retail | Retail - Small | Community College | Multi Story Retail | Large Retail | Small Retail | Multi-story Retail | Small Retail | 0.02565 | 0.002817 | Large Retail | Large Retail | Retail - Strip Mall | Retail - small | Average Retail - small | Small Retail | Retail - small | Small Retail | Small Retail | Small Retail | Other | Small Retail | Retail - small | Retail - small | Retail - Small | Retail - small | Small retail | Small retail | Retail - small | Retail - small | University | University | University campus buildings, including classroom, computer labs, biological and/or chemical labs, workshop space, dining and office. Conditioned by built-up HVAC systems
Adam Bean |  | Utah | UT |  | JCP&L | 12 | 12 | 12 |  |  |  | Light Industrial | Light Industrial | Average = Miscellaneous | Light Industrial | Light Industrial | Light Industrial | Light Industrial | Light industrial | Warehouse | Light industrial |  | Light Industrial | Light industrial | Light Industrial | Light Industrial | Light Industrial | 0.02687 | 0.003989 | Light industrial | Light industrial | Manufacturing | Light Industrial | Light industrial | Light Industrial | Light Industrial | Light Industrial | Light Industrial | Light Industrial | Other | Light Industrial | Light Industrial | Light Industrial | Light Industrial | Light Industrial | Light Industrial | Light Industrial | Light Industrial | Light industrial | Warehouse | Warehouse | Primarily non-refrigerated storage space could include attached offices served by packaged HVAC system.
April Melody Jones |  | Vermont | VT |  | Rockland Electric | 10 |  | 10 |  |  |  | Lodging Motel | Motel | Lodging Motel | Lodging - Motel | Lodging - Motel | Lodging - Motel | Lodging - Motel | Motel | Other | Lodging - Motel |  | Motel | Motel | Motel | Motel | Motel | 0.05254 | 0.00274 | Hotel | Motel | Lodging (Hotel/Motel) | Lodging - Motel | Lodging - Motel | Motel | Lodging - Motel | Motel | Motel | Motel | Lodging Motel | Motel | Lodging - Motel | Lodging - Motel | Lodging - Motel | Lodging - Motel | Motel | Motel | Lodging - Motel | Lodging - Motel
Bonnie Pantelup |  | Virginia | VA |  | PSE&G | 12 | 10 | 10 |  |  |  | Medical - Clinic | Medical - Clinic | Medical - Clinic | Other - Small | Other | Other | Other | Other | Small Office | Other | Small Office | Small Office | Small office | Other | Other | Small Office | 0.05109 | 0.002817 | Office – small | Small office | Healthcare Clinic | Other | Other | Other | Other | Other | Small Retail | Other | Medical - Clinic | Other | Other | Other | Other | Other | Other | Hospital | Other | Other
Danielle Stevens |  | Washington | WA | [8 empty] | Monetary Authorities - Central Bank | Office - Small | Office - Small | Office - Small | Office - small | Office - Small | Office - Large | Small Office | Small Office | Office - Small | Other | Large Office | Large Office | Small Office | Small Office | Small Office | 0.03691 | 0.003302 | Large Office | Large Office | Office - Low-rise (1 to 3 Stories) | Office - small | Office - small | Small Office | Office - small | Small Office | Small Office | Small Office | Office - Small | Small Office | Office - small | Office - small | Office - Small | Office - small | Office small | Small office | Office - small | Office - small
Jalila Al-Khalil |  | West Virginia | WV | [8 empty] | Museum | Museum | Average = Miscellaneous | Other - Small | Other | Other | Other | Other | Other | Other | Other | Assembly | Assembly | Other | Other | Small Office | 0.03244 | 0.0031962 | Assembly | Assembly | Special Assembly Auditorium | Other | Other | Other | Other | Other | Small Retail | Other | Other | Other | Other | Other | Other | Other | Other | Small retail | Other | Other
Kenyetta Nevous |  | Wisconsin | WI | [8 empty] | Nursing Home | Nursing Home | Medical – Hospital | Hospital | Hospital | Hospital | Hospital | Hospital | Other | Hospital | Large Office | Hospital | Hospital | Hospital | Hospital | Hospital | 0.03691 | 0.002817 | Hospital | Hospital | Healthcare Clinic | Other | Other | Hospital | Hospital | Hospital | Hospital | Other | Medical - Hospital | Hospital | Hospital | Hospital | Hospital | Hospital | Hospital | Hospital | Hospital | Hospital
Shana Williams |  | Wyoming | WY | [8 empty] | Office | Office - Small | Office - Small | Office - Small | Office - small | Office - Small | Office - Large | Small Office | Small Office | Office - Small | Full Service Restaurant | Large Office | Large Office | Small Office | Small Office | Small Office | 0.03691 | 0.003302 | Large Office | Large Office | Office - Low-rise (1 to 3 Stories) | Office - small | Office - small | Small Office | Office - small | Small Office | Small Office | Small Office | Office - Small | Small Office | Office - small | Office - small | Office - Small | Office - small | Office small | Small office | Office - small | Office - small
Yribia Contreras |  | Canada | CAN | [8 empty] | Other | Other | Average = Miscellaneous | Other - Small | Other | Other | Other | Other | Other | Other | Big Box Retail | Multi Story Retail | Large Retail | Other | Other | Small Retail | 0.02565 | 0.0031962 | Other | Large Retail | Other | Other | Other | Other | Other | Other | Small Retail | Other | Other | Other | Other | Other | Other | Other | Other | Small retail | Other | Other
[Enter Name] | [11 empty] | Parking Garage | Parking Garage | Average = Miscellaneous | Parking Garage | Other | Other | Other | Other | Other | Other |  | Auto | Auto repair | N/A | N/A | Small Office | 0.01077 | 0.0031962 | Auto repair | Auto repair | Enclosed Parking Garage | Other | Other | Other | Other | Other | Small Retail | Other | Other | Other | Other | Other | Other | Other | Parking Garage | Small retail | Other | Other
|  | Spillover Text | Spillover Reason | [8 empty] | Personal Care Services (Salon) | Retail - Small | Average = Miscellaneous | Retail - Small | Retail - small | Retail - Small | Retail - Large | Large Retail | Small Retail | Retail - Small | Grocery | Small Retail | Small retail | Small Retail | Multi-story Retail | Small Retail | 0.03665 | 0.002817 | Retail – small | Small retail | Office - Low-rise (1 to 3 Stories) | Retail - small | Average Retail - small | Small Retail | Retail - small | Small Retail | Small Retail | Small Retail | Other | Small Retail | Retail - small | Retail - small | Retail - Small | Retail - small | Small retail | Small retail | Retail - small | Retail - small
Engineers |  | Measure Not Eligible | Not Eligible | [8 empty] | Police station | Assembly | Average = Miscellaneous | Assembly | Assembly | Assembly | Assembly | Assembly | Assembly | Assembly |  | Assembly | Assembly | Other | Assembly | Assembly | 0.03244 | 0.002817 | Assembly | Assembly | Special Assembly Auditorium | Assembly | Assembly | Assembly | Assembly | Assembly | Assembly | Assembly | Other | Assembly | Assembly | Assembly | Assembly | Assembly | Assembly | Assembly | Assembly | Assembly
Brian Shen |  | No Savings | Not Eligible | [8 empty] | Postal Service | Retail - Small | Average = Miscellaneous | Retail - Small | Retail - small | Retail - Small | Retail - Large | Large Retail | Small Retail | Retail - Small | Small Retail | Small Retail | Small retail | Small Retail | Multi-story Retail | Small Retail | 0.03665 | 0.002817 | Retail – small | Small retail | Office - Low-rise (1 to 3 Stories) | Retail - small | Average Retail - small | Small Retail | Retail - small | Small Retail | Small Retail | Small Retail | Other | Small Retail | Retail - small | Retail - small | Retail - Small | Retail - small | Small retail | Small retail | Retail - small | Retail - small
Brian Swift |  | Payback Too Fast, Submit for Review | Payback Under 18 Months | [8 empty] | Religious Worship | Religious Building | Average = Miscellaneous | Religious Worship | Religious worship | Religious Worship | Religious Worship | Religious | Religious | Religious worship | Large Retail | Religious | Religious | Religious | Religious | Religious | 0.0305 | 0.002817 | Religious worship | Religious | Religious Building | Religious worship | Religious workship | Religious | Religious worship | Religious | Religious | Religious | Other | Religious | Religious worship | Religious worship | Religious worship | Religious worship | Religious | Religious | Religious worship | Religious worship
Eric Weinberg |  | Not Cost Effective Submit for Review | Not Cost Effective | [8 empty] | Restaurant - Fast Food | Restaurant - Fast food | Restaurant – Fast-Food | Restaurant - Fast Food | Restaurant - fast food | Restaurant – Fast-Food | Restaurant – Fast-Food | Fast Food Restaurant | Fast Food Restaurant | Restaurant - fast food |  | Fast Food | Fast food restaurant | Fast Food | Fast Food | Fast Food | 0.02396 | 0.002817 | Restaurant – fast food | Fast food restaurant | Restaurant | Restaurant - fast food | Restaurant - fast food | Fast Food Restaurant | Restaurant - fast food | Fast Food Restaurant | Fast Food | Fast Food | Restaurant - Fast-Food | Fast Food | Restaurant - fast food | Restaurant - fast food | Restaurant - Fast Food | Restaurant - fast food | Fast food restaurant | Fast food restaurant | Restaurant - fast food | Restaurant - fast food
Haiyu Li |  | Submit for Review | Not Eligible | [8 empty] | Restaurant - Full Service | Restaurant - Dine-In | Restaurant – Sit-Down | Restaurant - Full Service | Restaurant - full service | Restaurant – Full Service | Restaurant – Full Service | Large Retail | Full Service Restaurant | Restaurant - full service |  | Full Service Restaurant | Full service restaurant | Full Service Restaurant | Full Service Restaurant | Full Service Restaurant | 0.0238 | 0.003302 | Restaurant – full service | Full service restaurant | Restaurant | Restaurant - full service | Restaurant - full service | Full-Service Restaurant | Restaurant - full service | Full-Service Restaurant | Full Service Restaurant | Full Service Restaurant | Restaurant - Sit-Down | Full Service Restaurant | Restaurant - full service | Restaurant - full service | Restaurant - Full Service | Restaurant - full service | Full service restaurant | Full service restaurant | Restaurant - full service | Restaurant - full service
Hemanth Murugesh |  | Enter Utility Rate (Building Info Tab) | Not Eligible | [8 empty] | Retail | Retail - Small | Average = Miscellaneous | Retail - Small | Retail - small | Retail - Small | Retail - Large | Large Retail | Small Retail | Retail - Small | Community College | Multi Story Retail | Large Retail | Small Retail | Multi-story Retail | Small Retail | 0.02565 | 0.002817 | Large Retail | Large Retail | Retail - Strip Mall | Retail - small | Average Retail - small | Small Retail | Retail - small | Small Retail | Small Retail | Small Retail | Other | Small Retail | Retail - small | Retail - small | Retail - Small | Retail - small | Small retail | Small retail | Retail - small | Retail - small
Quinn Rozantis |  | Eff. Wattage Not Met | Not Eligible | [8 empty] | Retail - Big Box | Big Box Retail | Average = Miscellaneous | Retail - Small | Retail - big box | Retail - big box | Retail - big box | Big Box Retail | Big Box Retail | Retail - big box | Hospital | Big Box | Big box | Big Box | Big Box | Big Box | 0.0624 | 0.002817 | Retail – big box | Big box | Retail - Department Store | Retail - small | Average Retail - small | Big Box Retail | Retail - big box | Big Box Retail | Big Box | Big Box | Other | Big Box | Retail - big box | Retail - big box | Retail - Big Box | Retail - big box | Big box Retail | Big Box | Retail - big box | Retail - big box
Sethuram Kumar |  | Linear Feet Exceeded | Not Eligible | [8 empty] | Storage Conditioned | Warehouse/Industrial - Small | Average = Miscellaneous | Warehouse | Warehouse | Warehouse | Warehouse | Warehouse | Warehouse | Warehouse | University | Warehouse | Warehouse | Warehouse | Warehouse | Warehouse | 0.045 | 0.003989 | Warehouse | Warehouse | Other | Warehouse | Warehouse | Warehouse | Warehouse | Warehouse | Warehouse | Warehouse | Other | Warehouse | Warehouse | Warehouse | Warehouse | Warehouse | Warehouse | Warehouse | Warehouse | Warehouse
[Enter Name] |  | Operating Hours Invalid | Not Eligible | [8 empty] | Storage Unconditioned | Warehouse/Industrial - Small | Average = Miscellaneous | Warehouse | Warehouse | Warehouse | Warehouse | Warehouse | Warehouse | Warehouse | Primary School | Warehouse | Warehouse | N/A | Warehouse | Warehouse | 0.045 | 0.003989 | Warehouse | Warehouse | Other | Warehouse | Warehouse | Warehouse | Warehouse | Warehouse | Warehouse | Warehouse | Other | Warehouse | Warehouse | Warehouse | Warehouse | Warehouse | Warehouse | Warehouse | Warehouse | Warehouse
|  | Enter Bldg Type (Building Tab) | Not Eligible | [8 empty] | University | University | Education – University | School - Post-Secondary | School - postsecondary | School - postsecondary | University | University | Elementary School | School - postsecondary | Warehouse | University | University | University | University | University | 0.02952 | 0.003521 | University | University | College/ University | Other | Other | University | Other | University | University | University | Education - University | University | School - postsecondary | University | University | School - postsecondary | University | University | School - postsecondary | School - postsecondary
Energy Efficiency Advisor |  | Enter Site City & Zip (Building Tab) | Not Eligible | [8 empty] | Warehouse | Warehouse/Industrial - Small | Average = Miscellaneous | Warehouse | Warehouse | Warehouse | Warehouse | Warehouse | Warehouse | Warehouse | High School | Warehouse | Warehouse | Warehouse | Warehouse | Warehouse | 0.045 | 0.003989 | Warehouse | Warehouse | Other | Warehouse | Warehouse | Warehouse | Warehouse | Warehouse | Warehouse | Warehouse | Other | Warehouse | Warehouse | Warehouse | Warehouse | Warehouse | Warehouse | Warehouse | Warehouse | Warehouse
Alvin Perhacs |  | Complete Step 1: Lighting Schedule | Not Eligible
Elijan Avdic |  | 10% LPD Reduction Req. | Not Eligible
Glenn Williams |  | Negative Incremental Cost | Not Eligible
Jordan Cherry |  | Payback over 18 months, Custom Measure | Payback Over 18 Months
Kelvin Roberson |  | Payback under 18 months, RCx Measure | Payback Under 18 Months
Louis Abruzzese
Scott Herland |  | Tests/Rates/Caps | Value
Susan Olivos
Ted Bresnahan
T'Shina Jones
[Enter Name]
Project Category
Retrofit
Replace Failed Equip.
20000001
Cost Type
Total
Incremental
Spillover Measure Number
|  | Principal building activity | CBECS 2012 Midwest Electricity Energy Intensity (kWh/sq ft)
|  | Education | 10.3
|  | Food sales | 50.5
|  | Food service | 43.1 | [11 empty] | Table 11: Operating Days/Hours by Building Type
|  | Health care | 25.1 | [11 empty] | Building Type | Days/Year | Hours/Day
|  | Inpatient | 28.9 | [11 empty] | Education - Primary School | 180 | 8
|  | Outpatient | 20.1 | [11 empty] | Education - Secondary School | 210 | 11
|  | Lodging | 15.4 | [11 empty] | Education - Community College | 237 | 16
|  | Mercantile | 17.5 | [11 empty] | Education - University | 192 | 16
Contractor Type |  | Retail (other than mall) | 14.1 | [11 empty] | Grocery | 364 | 16
Trade Ally |  | Enclosed and strip malls | 21.4 | [11 empty] | Medical - Hospital | 364 | 24
Contractor |  | Office | 15.3 | [11 empty] | Medical - Clinic | 351 | 12
None |  | Public assembly | 13.2 | [11 empty] | Lodging Hotel (Guest Rooms) | 229 | 5
|  | Public order and safety | 10.3 | [11 empty] | Lodging Motel | 364 | 24
|  | Religious worship | 4.5 | [11 empty] | Manufacturing - Light Industrial | 330 | 13
|  | Service | 7.3 | [11 empty] | Office - Large | 234 | 12
Payee Type |  | Warehouse and storage | 6.6 | [11 empty] | Office - Small | 234 | 12
Customer (Company) |  | Other | 20.2 | [11 empty] | Restaurant - Sit-Down | 364 | 12
Customer (Site) |  | Vacant | 5.3 | [11 empty] | Restaurant - Fast-Food | 364 | 17
[15 empty] | Retail - 3-Story Large | 355 | 12
Payee Type |  | Space Conditioning | eTRM Space Type - Lighting | eTRM Fuel Type - Lighting | HVAC Type CEF2-CI-PL-OFEQ | eTRM Space Type - Smart Thermostat | HVAC2 Baseline Electric Scenario | HVAC2 Baseline Fossil Fuel Scenario | HVAC2, If Partial, Supplemental Heating Fuel Type | HVLS | HVAC4 |  |  |  | Retail - Single-Story Large | 364 | 12
Customer (Company) |  | Electric Cooling & Gas Heat | AC with fuel heat | Gas Heat | AC / Non Elec | Smart Thermostat - AC & Gas Heat | Air Source Air Conditioner (Cooling Capacity < 65 kBtu/h) | Fossil Fuel (Gas, Oil, Propane) Furnace/Boiler | Gas | 0.8 | 0.8 |  |  |  | Retail - Small | 364 | 11
Customer (Site) |  | Electric Cooling & Oil Heat | AC with fuel heat | Oil Heat | AC / Non Elec |  | Air Source Air Conditioner (Cooling Capacity < 65 kBtu/h) | No existing heating | None | [5 empty] | Storage Conditioned | 330 | 13
Trade Ally |  | Electric Cooling & Propane Heat | AC with fuel heat |  | AC / Non Elec |  | Air Source Air Conditioner (Cooling Capacity < 65 kBtu/h) | No existing heating | None | [5 empty] | Storage Heated or Unconditioned | 330 | 13
|  | Electric Cooling & Resistance Heat | AC with electric heat |  | AC / Elec Res | Smart Thermostat - AC & Elec Heat | ASHP (Cooling Capacity > 65 kBtu/h & IEER Available) | No existing heating | Electric Resistance | 1 |  |  |  |  | Warehouse | 325 | 12
Who is filling out the application |  | Heat Pump | Heat Pump |  | Heat Pump | Smart Thermostat - AC & Elec Heat | ASHP (Cooling Capacity > 65 kBtu/h & IEER Available) | No existing heating | None | 2 |  |  |  |  | Average = Miscellaneous | 303 | 14
Customer |  | Natural Gas Heat Only | Fuel Heat Only | Gas Heat | Fuel Heat Only |  | No existing cooling | Fossil Fuel (Gas, Oil, Propane) Furnace/Boiler | Gas | 0.8 | 0.8
Contractor on behalf of customer |  | No Electric Cooling (Electric Resistance Heat Only) | Electric heat only |  | No AC / Elec Res |  | Electric resistance/electric furnace heating | No existing heating | Electric Resistance | 1
Trade Ally on behalf of customer |  | No Electric Cooling (Oil/Propane/Steam/No Heat) | Fuel Heat Only | Oil Heat | Fuel Heat Only |  | No existing cooling | No existing heating | None
Draft Status Types
Draft Pre-Application
Draft Final Application
Project Level Building Type |  | End Uses
Agricultural
Amusement Parks
Assembly
Auto Repair
Bakery
Car Dealership
Casino
Child Day Care Services
College/University - Cafeteria
College/University - Dormitory
Community College
Country Clubs
Courthouse
Deli Markets
Dry Cleaning and Laundry Services
Elementary School
Fire station
Fitness and Recreation Center
Food Production Manufacturing
Funeral Home
Gasoline Stations / Convenience stores
Grocery
High School
Hospital
Hotel
Kennel
Laundromat
Light Industrial
Lodging Motel
Medical - Clinic
Monetary Authorities - Central Bank
Museum
Nursing Home
Office
Other
Parking Garage
Personal Care Services (Salon)
Police station
Postal Service
Religious Worship
Restaurant - Fast Food
Restaurant - Full Service
Retail
Retail - Big Box
Storage Conditioned
Storage Unconditioned
University
Warehouse
Union Ancillary Cost
Cranes
Duct Sealing
Duct Work
Electric Panel
Scissor Lift
Other
Unions
International Brotherhood of Electrical Workers
United Association of Pipefitters
United Association of Plumbers
United Association of Plumbers and Pipefitters
United Association of Steamfitters
Union Name | Union Number
International Brotherhood of Electrical Workers | Local 102
International Brotherhood of Electrical Workers | Local 164
International Brotherhood of Electrical Workers | Local 269
International Brotherhood of Electrical Workers | Local 351
International Brotherhood of Electrical Workers | Local 400
International Brotherhood of Electrical Workers | Local 456
International Brotherhood of Electrical Workers | Other
International Brotherhood of Electrical Workers | VDV National
International Brotherhood of Electrical Workers | NJ Teledata Addendum
United Association of Pipefitters | Local 274
United Association of Plumbers | Local 24
United Association of Plumbers and Pipefitters | Local 9
United Association of Plumbers and Pipefitters | Local 322
United Association of Steamfitters | Local 475
| Final Review Date (Year) | 2026
Year | StS Electric Factor | Sts Therm Factor
2025 | 2.46 | 1.05
2026 | 2.43 | 1.05
2027 | 2.41 | 1.05
2028 | 2.38 | 1.05
2029 | 2.36 | 1.05
2030 | 2.33 | 1.05
2031 | 2.3 | 1.05
2032 | 2.28 | 1.05
2033 | 2.25 | 1.05
2034 | 2.23 | 1.05
2035 | 2.2 | 1.05
2036 | 2.18 | 1.05
2037 | 2.15 | 1.05
2038 | 2.12 | 1.05
2039 | 2.1 | 1.05
2040 | 2.07 | 1.05
2041 | 2.05 | 1.05
2042 | 2.02 | 1.05
2043 | 2 | 1.05
2044 | 1.97 | 1.05
2045 | 1.94 | 1.05
2046 | 1.92 | 1.05
2047 | 1.89 | 1.05
2048 | 1.87 | 1.05
2049 | 1.84 | 1.05
2050 | 1.82 | 1.05
2051 | 1.79 | 1.05
2052 | 1.76 | 1.05
2053 | 1.74 | 1.05
2054 | 1.71 | 1.05
2055 | 1.69 | 1.05
2056 | 1.66 | 1.05
2057 | 1.64 | 1.05
2058 | 1.61 | 1.05
2059 | 1.58 | 1.05
2060 | 1.56 | 1.05
Conversion Factors | Factor
kWh to MMBTU | 0.003412
therm to MMBTU | 0.1
Note on I133: Kilinc, Caner: marked as "no existing heating" to prevent therm calculation
Note on I134: Kilinc, Caner: marked as "no existing heating" to prevent therm calculation
Note on I139: Kilinc, Caner: marked as "no existing heating" to prevent therm calculation

## DATA TABLES_Refrigeration (hidden)
Measure Name | Equipment Type | Motor efficiency (ⴄ) |  | Category | Unit Type | etrack control type |  | Measure Code | Spec Display name | Calc Type | fileColumnName
Evaporator Fan EC Motor | SP Baseline |  |  | Anti-Sweat Heat Control | Micropulse Controls | Micropulse control style |  | CI-RF-SC |  | SC | PreFixtureQty1
Evaporator Fan EC Motor | PSC Baseline |  |  | Anti-Sweat Heat Control | Unknown control style |  |  | CI-RF-VORC |  | DCD | PreFixtureQty1
Evaporator Fan Motor Control | SP Baseline | 30% |  | Anti-Sweat Heat Control | On/Off Controls | On/Off control style |  | CI-RF-NC |  | NC | PreFixtureQty1
Evaporator Fan Motor Control | PSC Baseline | 60% |  | Evaporator Fan Motor Control | ON/OFF style controls | ON/OFF style controls |  | CI-RF-FHPC |  | FHPC | PreFixtureQty1
Evaporator Fan Motor Control | ECM Baseline | 70% |  | Evaporator Fan Motor Control | Multi-speed style controls | Multi-speed style controls |  | CI-RF-WREFC |  | EFMC | PreFixtureQty
Night Cover | Vertical Open |  |  | Evaporator Fan Motor Control | Unknown controls | Unknown control style |  | CI-RF-EDDC |  | DDC | PreFixtureQty
Night Cover | Horizontal Open |  |  | Floating Head Pressure Control | Remote Condensing |  |  | CI-RF-ASHC | Number of Doors Controlled by Sensor | DHC2 | Numofunits
|  |  |  | Floating Head Pressure Control | Self-Contained |  |  | CI-RF-ASHC | Number of Doors Controlled by Sensor | DHC3 | Numofunits
|  |  |  | Night Cover | Remote Condensing |  |  | CI-R-DGF |  | DG | PreFixtureQty1 |  |  | Location[1] | COPHVAC
|  |  |  | Night Cover | Self-Contained |  |  | CI-RF-DGC |  | DG | not mapped correctly |  |  | Retail - Grocery | 2.93
|  |  |  | Strip Curtain | No Pre-exisitng Curtains |  |  | CI-RF-ADC | Number of Doors Equipped | ADC | Numofunits |  |  | Other | 3.57
|  |  |  | Strip Curtain | Pre-exisitng Curtains |  |  | CI-RF-VSRC | Quantity | VS | PreFixtureQty
[8 empty] | CI-HVAC-NCS | per control | NCSC | Numofunits
[8 empty] | CI-MD-EXMRN |  | ECM | not mapped
Equipment Type | Unit Type | Sub-category | TDEC | TDEC 2 | Identifer | IFe Value | Category | Default COP | kWh/hp | kWh/ft^2 | %Onq | CF | eTrack Night Cover Building Type | eTrack Night Cover Sub
Vertical Open | Remote Condensing | Medium (38°F) | 0.64 | 4.07 | Medium (38°F)Remote CondensingVertical Open |  | Night Cover | [5 empty] | Vertical Open, Remote Condensing, Medium (38F) | Medium (38F)
Vertical Open | Remote Condensing | Low (0°F) | 2.2 | 6.85 | Low (0°F)Remote CondensingVertical Open |  | Night Cover | [5 empty] | Vertical Open, Remote Condensing, Low (0F) | Low (0F)
Vertical Open | Remote Condensing | Ice Cream (-15°F) | 2.79 | 8.7 | Ice Cream (-15°F)Remote CondensingVertical Open |  | Night Cover | [5 empty] | Vertical Open, Remote Condensing, Ice Cream (-15F) | Ice Cream (-15F)
Vertical Open | Self-Contained | Medium (38°F) | 1.69 | 4.71 | Medium (38°F)Self-ContainedVertical Open |  | Night Cover | [5 empty] | Vertical Open, Self-Contained, Medium (38F) | Medium (38F)
Vertical Open | Self-Contained | Low (0°F) | 4.25 | 11.82 | Low (0°F)Self-ContainedVertical Open |  | Night Cover | [5 empty] | Vertical Open, Self-Contained, Low (0F) | Low (0F)
Vertical Open | Self-Contained | Ice Cream (-15°F) | 5.4 | 15.02 | Ice Cream (-15°F)Self-ContainedVertical Open |  | Night Cover | [5 empty] | Vertical Open, Self-Contained, Ice Cream (-15F) | Ice Cream (-15F)
Horizontal Open | Remote Condensing | Medium (38°F) | 0.35 | 2.88 | Medium (38°F)Remote CondensingHorizontal Open |  | Night Cover | [5 empty] | Horizontal Open, Remote Condensing, Medium (38F) | Medium (38F)
Horizontal Open | Remote Condensing | Low (0°F) | 0.55 | 6.88 | Low (0°F)Remote CondensingHorizontal Open |  | Night Cover | [5 empty] | Horizontal Open, Remote Condensing, Low (0F) | Low (0F)
Horizontal Open | Remote Condensing | Ice Cream (-15°F) | 0.7 | 8.74 | Ice Cream (-15°F)Remote CondensingHorizontal Open |  | Night Cover | [5 empty] | Horizontal Open, Remote Condensing, Ice Cream (-15F) | Ice Cream (-15F)
Horizontal Open | Self-Contained | Medium (38°F) | 0.72 | 5.55 | Medium (38°F)Self-ContainedHorizontal Open |  | Night Cover | [5 empty] | Horizontal Open, Self-Contained, Medium (38F) | Medium (38F)
Horizontal Open | Self-Contained | Low (0°F) | 1.9 | 7.08 | Low (0°F)Self-ContainedHorizontal Open |  | Night Cover | [5 empty] | Horizontal Open, Self-Contained, Low (0F) | Low (0F)
Horizontal Open | Self-Contained | Ice Cream (-15°F) | 2.42 | 9 | Ice Cream (-15°F)Self-ContainedHorizontal Open |  | Night Cover | [5 empty] | Horizontal Open, Self-Contained, Ice Cream (-15F) | Ice Cream (-15F)
SP Baseline |  | Cooler |  |  | CoolerSP Baseline | 0.38 | Evaporator Fan EC Motor
SP Baseline |  | Freezer |  |  | FreezerSP Baseline | 0.76 | Evaporator Fan EC Motor
PSC Baseline |  | Cooler |  |  | CoolerPSC Baseline | 0.19 | Evaporator Fan EC Motor
PSC Baseline |  | Freezer |  |  | FreezerPSC Baseline | 0.38 | Evaporator Fan EC Motor
SP Baseline | Unknown controls | Cooler |  |  | CoolerUnknown controlsSP Baseline | 1.38 | Evaporator Fan Motor Control |  |  |  | 0.665 | 0.094
PSC Baseline | Unknown controls | Cooler |  |  | CoolerUnknown controlsPSC Baseline | 1.38 | Evaporator Fan Motor Control |  |  |  | 0.665 | 0.094
ECM Baseline | Unknown controls | Cooler |  |  | CoolerUnknown controlsECM Baseline | 1.38 | Evaporator Fan Motor Control |  |  |  | 0.665 | 0.094
SP Baseline | Unknown controls | Freezer |  |  | FreezerUnknown controlsSP Baseline | 1.76 | Evaporator Fan Motor Control |  |  |  | 0.665 | 0.094
PSC Baseline | Unknown controls | Freezer |  |  | FreezerUnknown controlsPSC Baseline | 1.76 | Evaporator Fan Motor Control |  |  |  | 0.665 | 0.094
ECM Baseline | Unknown controls | Freezer |  |  | FreezerUnknown controlsECM Baseline | 1.76 | Evaporator Fan Motor Control |  |  |  | 0.665 | 0.094
SP Baseline | Multi-speed style controls | Cooler |  |  | CoolerMulti-speed style controlsSP Baseline | 1.38 | Evaporator Fan Motor Control |  |  |  | 0.692 | 0.102
PSC Baseline | Multi-speed style controls | Cooler |  |  | CoolerMulti-speed style controlsPSC Baseline | 1.38 | Evaporator Fan Motor Control |  |  |  | 0.692 | 0.102
ECM Baseline | Multi-speed style controls | Cooler |  |  | CoolerMulti-speed style controlsECM Baseline | 1.38 | Evaporator Fan Motor Control |  |  |  | 0.692 | 0.102
SP Baseline | Multi-speed style controls | Freezer |  |  | FreezerMulti-speed style controlsSP Baseline | 1.76 | Evaporator Fan Motor Control |  |  |  | 0.692 | 0.102
PSC Baseline | Multi-speed style controls | Freezer |  |  | FreezerMulti-speed style controlsPSC Baseline | 1.76 | Evaporator Fan Motor Control |  |  |  | 0.692 | 0.102
ECM Baseline | Multi-speed style controls | Freezer |  |  | FreezerMulti-speed style controlsECM Baseline | 1.76 | Evaporator Fan Motor Control |  |  |  | 0.692 | 0.102
SP Baseline | ON/OFF style controls | Cooler |  |  | CoolerON/OFF style controlsSP Baseline | 1.38 | Evaporator Fan Motor Control |  |  |  | 0.636 | 0.087
PSC Baseline | ON/OFF style controls | Cooler |  |  | CoolerON/OFF style controlsPSC Baseline | 1.38 | Evaporator Fan Motor Control |  |  |  | 0.636 | 0.087
ECM Baseline | ON/OFF style controls | Cooler |  |  | CoolerON/OFF style controlsECM Baseline | 1.38 | Evaporator Fan Motor Control |  |  |  | 0.636 | 0.087
SP Baseline | ON/OFF style controls | Freezer |  |  | FreezerON/OFF style controlsSP Baseline | 1.76 | Evaporator Fan Motor Control |  |  |  | 0.636 | 0.087
PSC Baseline | ON/OFF style controls | Freezer |  |  | FreezerON/OFF style controlsPSC Baseline | 1.76 | Evaporator Fan Motor Control |  |  |  | 0.636 | 0.087
ECM Baseline | ON/OFF style controls | Freezer |  |  | FreezerON/OFF style controlsECM Baseline | 1.76 | Evaporator Fan Motor Control |  |  |  | 0.636 | 0.087
0-3 hp | Remote Condensing | Low Temp |  |  | Low TempRemote Condensing0-3 hp |  | Floating Head Pressure Control | 1.88 | 505.37
>3-6 hp | Remote Condensing | Low Temp |  |  | Low TempRemote Condensing>3-6 hp |  | Floating Head Pressure Control | 1.88 | 481.06
>6-10 hp | Remote Condensing | Low Temp |  |  | Low TempRemote Condensing>6-10 hp |  | Floating Head Pressure Control | 1.88 | 484.96
>10 hp | Remote Condensing | Low Temp |  |  | Low TempRemote Condensing>10 hp |  | Floating Head Pressure Control | 1.88 | 503.32
0-3 hp | Remote Condensing | Medium Temp |  |  | Medium TempRemote Condensing0-3 hp |  | Floating Head Pressure Control | 3.35 | 393.38
>3-6 hp | Remote Condensing | Medium Temp |  |  | Medium TempRemote Condensing>3-6 hp |  | Floating Head Pressure Control | 3.35 | 387.53
>6-10 hp | Remote Condensing | Medium Temp |  |  | Medium TempRemote Condensing>6-10 hp |  | Floating Head Pressure Control | 3.35 | 396.89
>10 hp | Remote Condensing | Medium Temp |  |  | Medium TempRemote Condensing>10 hp |  | Floating Head Pressure Control | 3.35 | 404.66
0-3 hp | Self-Contained | Low Temp |  |  | Low TempSelf-Contained0-3 hp |  | Floating Head Pressure Control | 1.4 | 252.03
>3-6 hp | Self-Contained | Low Temp |  |  | Low TempSelf-Contained>3-6 hp |  | Floating Head Pressure Control | 1.4 | 241.86
>6-10 hp | Self-Contained | Low Temp |  |  | Low TempSelf-Contained>6-10 hp |  | Floating Head Pressure Control | 1.4 | 248.68
>10 hp | Self-Contained | Low Temp |  |  | Low TempSelf-Contained>10 hp |  | Floating Head Pressure Control | 1.4 | 282.24
0-3 hp | Self-Contained | Medium Temp |  |  | Medium TempSelf-Contained0-3 hp |  | Floating Head Pressure Control | 2.6 | 131.45
>3-6 hp | Self-Contained | Medium Temp |  |  | Medium TempSelf-Contained>3-6 hp |  | Floating Head Pressure Control | 2.6 | 127.32
>6-10 hp | Self-Contained | Medium Temp |  |  | Medium TempSelf-Contained>6-10 hp |  | Floating Head Pressure Control | 2.6 | 128.1
>10 hp | Self-Contained | Medium Temp |  |  | Medium TempSelf-Contained>10 hp |  | Floating Head Pressure Control | 2.6 | 132.58
| No Pre-exisitng Curtains | Cooler, Convenience Store |  |  | Cooler, Convenience StoreNo Pre-exisitng Curtains |  | Strip Curtain |  |  | 23.58
| No Pre-exisitng Curtains | Cooler, Grocery |  |  | Cooler, GroceryNo Pre-exisitng Curtains |  | Strip Curtain |  |  | 119.88
| No Pre-exisitng Curtains | Cooler, Restaurant |  |  | Cooler, RestaurantNo Pre-exisitng Curtains |  | Strip Curtain |  |  | 22.5
| No Pre-exisitng Curtains | Cooler, Refrigerated Warehouse |  |  | Cooler, Refrigerated WarehouseNo Pre-exisitng Curtains |  | Strip Curtain |  |  | 153.36
| Pre-exisitng Curtains | Cooler, Convenience Store |  |  | Cooler, Convenience StorePre-exisitng Curtains |  | Strip Curtain |  |  | 6.27
| Pre-exisitng Curtains | Cooler, Grocery |  |  | Cooler, GroceryPre-exisitng Curtains |  | Strip Curtain |  |  | 40.87
| Pre-exisitng Curtains | Cooler, Restaurant |  |  | Cooler, RestaurantPre-exisitng Curtains |  | Strip Curtain |  |  | 6.19
| Pre-exisitng Curtains | Cooler, Refrigerated Warehouse |  |  | Cooler, Refrigerated WarehousePre-exisitng Curtains |  | Strip Curtain |  |  | 53.42
| No Pre-exisitng Curtains | Freezer, Convenience Store |  |  | Freezer, Convenience StoreNo Pre-exisitng Curtains |  | Strip Curtain |  |  | 33.15
| No Pre-exisitng Curtains | Freezer, Grocery |  |  | Freezer, GroceryNo Pre-exisitng Curtains |  | Strip Curtain |  |  | 494.32
| No Pre-exisitng Curtains | Freezer, Restaurant |  |  | Freezer, RestaurantNo Pre-exisitng Curtains |  | Strip Curtain |  |  | 114.01
| Pre-exisitng Curtains | Freezer, Convenience Store |  |  | Freezer, Convenience StorePre-exisitng Curtains |  | Strip Curtain |  |  | 9.99
| Pre-exisitng Curtains | Freezer, Grocery |  |  | Freezer, GroceryPre-exisitng Curtains |  | Strip Curtain |  |  | 168.52
| Pre-exisitng Curtains | Freezer, Restaurant |  |  | Freezer, RestaurantPre-exisitng Curtains |  | Strip Curtain |  |  | 32.37
| Micropulse Controls | Cooler |  |  | CoolerMicropulse Controls |  | Anti-Sweat Heat Control |  |  |  | 42.8% | 0.45
| Unknown control style | Cooler |  |  | CoolerUnknown control style |  | Anti-Sweat Heat Control |  |  |  | 45.6% | 0.44
| On/Off Controls | Cooler |  |  | CoolerOn/Off Controls |  | Anti-Sweat Heat Control |  |  |  | 58.9% | 0.32
| Micropulse Controls | Freezer |  |  | FreezerMicropulse Controls |  | Anti-Sweat Heat Control |  |  |  | 42.8% | 0.45
| Unknown control style | Freezer |  |  | FreezerUnknown control style |  | Anti-Sweat Heat Control |  |  |  | 45.6% | 0.44
| On/Off Controls | Freezer |  |  | FreezerOn/Off Controls |  | Anti-Sweat Heat Control |  |  |  | 58.9% | 0.32
Project Level Building Type | Foodservice TRM Building Equivalent | Days/Year | Hours/Day | Hours/Year
Amusement Parks | Average = Miscellaneous | 288 | 15 | 4320
Assembly | Average = Miscellaneous | 288 | 15 | 4320
Auto Repair | Average = Miscellaneous | 288 | 15 | 4320
Bakery | Average = Miscellaneous | 288 | 15 | 4320
Car Dealership | Average = Miscellaneous | 288 | 15 | 4320
Casino | Average = Miscellaneous | 288 | 15 | 4320
Child Day Care Services | Average = Miscellaneous | 288 | 15 | 4320
College/University - Cafeteria | Average = Miscellaneous | 288 | 15 | 4320
College/University - Dormitory | Average = Miscellaneous | 288 | 15 | 4320
Community College | Education – Community College | 237 | 16 | 3792
Country Clubs | Average = Miscellaneous | 288 | 15 | 4320
Deli Markets | Average = Miscellaneous | 288 | 15 | 4320
Dry Cleaning and Laundry Services | Average = Miscellaneous | 288 | 15 | 4320
Elementary School | Education – Primary School | 180 | 8 | 1440
Fire station | Average = Miscellaneous | 288 | 15 | 4320
Fitness and Recreation Center | Average = Miscellaneous | 288 | 15 | 4320
Food Production Manufacturing | Average = Miscellaneous | 288 | 15 | 4320
Gasoline Stations / Convenience stores | Average = Miscellaneous | 288 | 15 | 4320
Grocery | Grocery | 364 | 16 | 5824
High School | Education -Secondary School | 210 | 11 | 2310
Hospital | Medical – Hospital | 364 | 24 | 8736
Hotel | Lodging Motel | 364 | 24 | 8736
Light Industrial | Average = Miscellaneous | 288 | 15 | 4320
Lodging Motel | Lodging Motel | 364 | 24 | 8736
Medical - Clinic | Medical - Clinic | 351 | 12 | 4212
Monetary Authorities - Central Bank | Average = Miscellaneous | 288 | 15 | 4320
Museum | Average = Miscellaneous | 288 | 15 | 4320
Nursing Home | Average = Miscellaneous | 288 | 15 | 4320
Office | Office – Small | 234 | 12 | 2808
Other | Average = Miscellaneous | 288 | 15 | 4320
Parking Garage | Average = Miscellaneous | 288 | 15 | 4320
Personal Care Services (Salon) | Average = Miscellaneous | 288 | 15 | 4320
Postal Service | Average = Miscellaneous | 288 | 15 | 4320
Religious Worship | Average = Miscellaneous | 288 | 15 | 4320
Restaurant - Fast Food | Restaurant – Fast-Food | 364 | 17 | 6188
Restaurant - Full Service | Restaurant – Sit-Down | 364 | 12 | 4368
Retail | Average = Miscellaneous | 288 | 15 | 4320
Retail - Big Box | Average = Miscellaneous | 288 | 15 | 4320
Storage Conditioned | Average = Miscellaneous | 288 | 15 | 4320
Storage Unconditioned | Average = Miscellaneous | 288 | 15 | 4320
University | Education – University | 192 | 16 | 3072
Warehouse | Average = Miscellaneous | 288 | 15 | 4320

## M03-S07
|  |  | WELCOME | INSTRUCTIONS | [20 empty] | Sign OBR: Repayment Agreement |  | Sign Project Completion Certification |  |  | INCENTIVE RATES & REQUIREMENTS |  |  |  |  | ( CONTACT US
[8 empty] | Program Type: | Prescriptive | [5 empty] | Site Name: | [Project Name] |  |  |  | Status: | Draft Pre-Application |  |  |  |  | Estimated Incentive: | 0 |  |  | OBR Amt Requested:
0%
[34 empty] | Progress | [5 empty] | No Savings for PC Summary | FALSE
|  |  | Lighting & Lighting Controls | HVAC | HVAC Controls |  | Heating |  |  |  | Water Heating & Boilers |  |  | Refrigeration |  |  | Food Service |  | Agriculture |  |  |  | Plug Load |  | Residential Appliances |  | Miscellaneous
[11 empty] | 0 |  |  | 0 |  |  | 0 |  | 0 |  |  |  |  | Total Taxes & Ancillary Cost (From Invoice):
DO NOT DRAG DOWN - Line 1 different formula
[11 empty] | Section Cost |  |  | Section Incentive |  |  | Section Savings |  | Section Savings
[56 empty] | Dishwasher | [10 empty] | ConvecOven-RackOven-Fryer-ConveyorOven, Griddle, Steamer | [5 empty] | Combination Oven/Steamer | [11 empty] | Ice Machine | Common |  | Prerinse Spray Valve |  | Griddle |  | Refrigerator/Freezer |  |  |  | Steamer Cookers |  | Holding Cabinet
| Install Location | Proposed Measure Category |  |  | Sub-Category |  | Quantity Type |  |  | Quantity |  | Manufacturer | Model |  |  | Efficiency Type |  | Proposed Efficiency | Idle Energy Rate (kW) |  |  | Secondary Quantity Type |  | Secondary Quantity | Equipment Type |  |  | Total Measure Cost |  |  | Total Cost | Estimated Incentive |  |  | Electric Savings | Natural Gas Savings | Verified Qty | Comments | Status | Measure Number | Calc Type | Incentive Unit Type | Incentive Units | Incentive/Unit | Incentive Total | Incentive Cap | Reported kWh Savings | Reported kW Savings | Reported thm Savings | Customer kWh Savings | Customer kW Savings | Customer thm Savings | CF | TRM Building Type | TRM Operation Hours | Building Water Heater Savings (kWh) | Water Usage baseline (Wubaseline) | Racks Washed (RW) | Wash Time (WT) | Water Heater Delta T,in | Booster Delta T,in | kW baseline | Building Water Heater Savings (thm) | Booster Energy Savings (kWh) | Booster Energy Savings (thm) | Idle Energy Savings (kWh) | Preheat Energy kWh | Preheat Energy therms | Idle Savings kWh | Idle Savings therms | Cooking Savings (kWh) | Cooking Savings (therm) | Convection Mode Idle Savings (kWh) | Convection Mode Idle Savings (thm) | Convection Mode Preheat Savings (kWh) | Convection Mode Preheat Savings (thm) | Steam Mode Preheat Savings (kWh) | Steam Mode Preheat Savings (thm) | Steam Mode Idle Savings (kWh) | Steam Mode Idle Savings (thm) | Convection Mode Cooking Savings (kWh) | Convection Mode Cooking Savings (thm) | Steam Mode Cooking Savings (kWh) | Steam Mode Cooking Savings (thm) | Baseline kWh cons. | Operating Hours Per Day | Operating Days Per Year | Prerinse Spray Valve Electric Savings (kWh) | Prerinse Spray Valve Gas Savings (thm) | Electric Griddle (kWh) | Gas Griddle (thm) | Freezer Savings (kWh) | kWh_q | kWh_b | Type | Steamer Electric Savings (kWh) | Steamer Gas Savings (thm) | Baseline Idle Energy Rate (kW) | Food Holding Cabinet Electric Savings (kWh) | Savings Status | eTrack Equipment Type | eTrack Fuel Type | eTrack Idle Energy Rate | eTrack Size2 | Size Unit 1 Label | Taxes | Labor + Taxes | Labor/Taxes + Material | NTG Factor | Measure life | rr_kwh | rr_kw | rr_therms
[12 empty] | Serial Number | [15 empty] | Material | Labor | [84 empty] | Gross Source kWh | Net Site kWh | Net Source kWh | Gross Site Lifetime kWh | Gross Source Lifetime kWh | Net Site Lifetime kWh | Net Source Lifetime kWh | Gross Source therms | Net Site therms | Net Source therms | Gross Site Lifetime therms | Gross Source Lifetime therms | Net Site Lifetime therms | Net Source Lifetime therms | Gross Site MMBTU | Gross Source MMBTU | Net Site MMBTU | Net Source MMBTU | Gross Site Lifetime MMBTU | Gross Source Lifetime MMBTU | Net Site Lifetime MMBTU | Net Source Lifetime MMBTU | Peak Day Therm | Reported Net Source kW | Reported Net Site kW | Reported Net Source Peak Day therm | Actual Net Source Peak Day therm | Reported Net Site Peak Day therm | Actual Net Site Peak Day therm | Actual Gross Site MMBTU | Actual Gross Source MMBTU | Actual Net Site MMBTU | Actual Net Source MMBTU | Actual Gross Site Lifetime MMBTU | Actual Gross Source Lifetime MMBTU | Actual Net Site Lifetime MMBTU | Actual Net Source Lifetime MMBTU | Actual Gross Source therms | Actual Net Site therms | Actual Net Source therms | Actual Gross Site Lifetime therms | Actual Gross Source Lifetime therms | Actual Net Site Lifetime therms | Actual Net Source Lifetime therms | Actual Peak Day Therm
1
2
3
4
5
6
7
8
9
10
11
12
13
14
15
16
17
18
19
20
21
22
23
24
25
26
27
28
29
30
31
32
33
34
35
36
37
38
39
40
41
42
43
44
45
46
47
48
49
50
51
52
53
54
55
56
57
58
59
60
61
62
63
64
65
66
67
68
69
70
71
72
73
74
75
76
77
78
79
80
PSE&G C&I Energy Efficiency Program | [5 empty] | © 2026 TRC Companies, Inc. TRC Companies, Inc. and its affiliates reserve all rights associated with this body of work. Content cannot be edited or replicated without the express, written consent of TRC Companies, Inc. or its affiliates. | [26 empty] | Prescriptive Incentive Application
1-844-300-PSEG (7734)
PSEGenergysaver@TRCcompanies.com | [15 empty] | V2.1 Effective Date 4/24/2026 | [16 empty] | This is a TRC tool
Participation Agreement
Project Information
Customer Information
Equipment Input
Payment
Project Review
Trade Ally / Contractor Information
On-Bill Repayment
Union Information

## DATA TABLES_Food Service (hidden)
Table 11: Operating Days/Hours by Building Type
Baseline Equipment Daily kWh Consumption of Commercial Refrigerators | kWh Consumption (V = Unit Volume in ft 3) | [22 empty] | Building Type | Days/Year | Hours/Day |  | Common Defaults
Proposed Equipment Type | kWh Consumption (V = Unit Volume in ft 3) |  | Booster Type | Dishwasher Type | High Temp - Electric - Building Water Heater Savings (kWh) | High Temp - Electric - Building Water Heater Savings (thm) | High Temp - Gas - Building Water Heater Savings (thm) | High Temp - Gas - Electric - Booster Energy Savings (kWh) | High Temp - Electric - Electric Booster Energy Savings (kWh) | High Temp - Electric - Gas Booster Energy Savings (thm) | High Temp - Gas - Gas Booster Energy Savings (thm) | High Temp - Electric - Idle Energy Savings (kWh) | High Temp - Gas - Idle Energy Savings (kWh) | Low Temp - Electric - Building Water Heater Savings (kWh) | Low Temp - Gas - Building Water Heater Savings (thm) | Low Temp - Electric - Electric Booster Energy Savings (kWh) | Low Temp - Gas - Electric Booster Energy Savings (kWh) | Low Temp - Electric - Gas Booster Energy Savings (thm) | Low Temp - Gas - Gas Booster Energy Savings (thm) | Low Temp - Electric - Idle Energy Savings (kWh) | Low Temp - Gas - Idle Energy Savings (kWh) | Table 1: Baseline Energy Consumption |  | Building Type | Days/Year | Hours/Day |  | Variable | Value | Measure Code | Spec Display name | Calc Type | fileColumnName |  | Project Level Building Type | etrack Building Type | CI-KE-COS | Pans | Gas | Electric
ENERGY STAR Commercial Glass Door Freezer | 0.75V + 4.1 |  | Electric | ENERGY STAR Commercial Dishwasher Stationary Single Tank Door | 8875 | 411.1 | 411.1 | 5071 | 5071 | 205.5 | 205.5 | 198 | 198 | 12135 | 562.1 | 0 | 0 | 0 | 0 | 0 | 0 | Ice Harvest Rate (lbs/day) | Baseline Energy Consumption (kWh/100 lbs) | Education – Primary School | 180 | 8 |  | Number of Preheats | 1 | CI-KE-COS | quantity | Combination Oven/Steamer | PreFixtureQty |  | Amusement Parks | Other |  | 3 | 6250 | 0.4
ENERGY STAR Commercial Glass Door Refrigerator | 0.12V + 3.34 |  | Gas | ENERGY STAR Commercial Dishwasher Multiple Tank Conveyor | 21734 | 1006.7 | 1006.7 | 12419 | 12419 | 503.3 | 503.3 | 0 | 0 | 17465 | 809 | 0 | 0 | 0 | 0 | 0 | 0 | ENERGY STAR Commercial Ice Machines Tier 1 0–100 lbs/day | 18 | Education -Secondary School | 210 | 11 |  | Preheat Duration | 0.25 | CI-KE-OCSFG | quantity | ConvecOven-RackOven-Fryer-ConveyorOven | PreFixtureQty | PreFixtureQty1 | Assembly | Other |  | 4 | 8350 | 0.53
ENERGY STAR Commercial Solid Door Freezer | 0.4V + 1.38 |  | N/A | ENERGY STAR Commercial Dishwasher Single Tank Conveyor | 11126 | 515.3 | 515.3 | 6358 | 6358 | 257.7 | 257.7 | 1752 | 1752 | 11384 | 527.3 | 0 | 0 | 0 | 0 | 0 | 0 | ENERGY STAR Commercial Ice Machines Tier 1 101–200 lbs/day | 16 | Education – Community College | 237 | 16 |  | Conversion factor Btu to kWh | 3412 | CI-KEQ-CD | quantity | Dishwasher | PreFixtureQty | PreFixtureQty | Auto Repair | Other |  | 5 | 10400 | 0.67
ENERGY STAR Commercial Solid Door Refrigerator | 0.1V + 2.04 |  |  | ENERGY STAR Commercial Dishwasher Under Counter | 4754 | 220.2 | 220.2 | 2717 | 2717 | 110.1 | 110.1 | 0 | 0 | 1213 | 56.2 | 0 | 0 | 0 | 0 | 0 | 0 | ENERGY STAR Commercial Ice Machines Tier 1 201–300 lbs/day | 11 | Education – University | 192 | 16 |  | Conversion factor Btu to therm | 100000 | CI-KE-R&F | quantity | RefrigeratorFreezer | PreFixtureQty | Numofunits | Bakery | Other |  | 100 | 12500 | 0.8
[22 empty] | ENERGY STAR Commercial Ice Machines Tier 1 301–400 lbs/day | 8.5 | Grocery | 364 | 16 |  | Default operating days per year | 365 | CI-KE-IM | quantity | Ice Machine | PreFixtureQty |  | Car Dealership | Other
|  |  |  | Category | Subcategory | Look Up | WU | RW | WT | kWbase | [11 empty] | ENERGY STAR Commercial Ice Machines Tier 1 401–500 lbs/day | 7.6 | Medical – Hospital | 364 | 24 |  | Convection Heat to Food (Btu/lb) | 250 | CI-KE-OCSFG | quantity | Griddle | PreFixtureQty |  | Casino | Other
|  |  |  | ENERGY STAR Dishwasher - Stationary Single Tank Door | High Temp - Electric | ENERGY STAR Commercial Dishwasher Stationary Single Tank DoorHigh Temp - Electric | 0.89 | 280 | 1 | 0.7 | [11 empty] | ENERGY STAR Commercial Ice Machines Tier 1 501–1000 lbs/day | 6.9 | Medical - Clinic | 351 | 12 |  | Steam Heat to Food (Btu/lb) | 105 | CI-KE-HFHC | quantity | Cabinet | PreFixtureQty |  | Child Day Care Services | Other
|  |  |  | ENERGY STAR Dishwasher - Stationary Single Tank Door | High Temp - Gas | ENERGY STAR Commercial Dishwasher Stationary Single Tank DoorHigh Temp - Gas | 0.89 | 280 | 1 | 0.7 | [11 empty] | ENERGY STAR Commercial Ice Machines Tier 1 1001–1500 lbs/day | 6.4 | Lodging Motel | 364 | 24 |  | Hours in a day | 24 | CI-KE-OCSFG | quantity | Steamer | PreFixtureQty |  | College/University - Cafeteria | Education - University
|  |  |  | ENERGY STAR Dishwasher - Stationary Single Tank Door | Low Temp - Electric | ENERGY STAR Commercial Dishwasher Stationary Single Tank DoorLow Temp - Electric | 1.18 | 280 | 1.5 | 0.6 | [11 empty] | ENERGY STAR Commercial Ice Machines Tier 1 >1500 lbs/day | 6.1 | Office - Large | 234 | 12 |  | Duty Cycle for Ice Machine | 0.75 | CI-DI-PRSV | Number of fixtures | SprayValve | Numofunits |  | College/University - Dormitory | Dormitory
|  |  |  | ENERGY STAR Dishwasher - Stationary Single Tank Door | Low Temp - Gas | ENERGY STAR Commercial Dishwasher Stationary Single Tank DoorLow Temp - Gas | 1.18 | 280 | 1.5 | 0.6 | [11 empty] | ENERGY STAR Commercial Ice Machines Tier 2 0–100 lbs/day | 18 | Office - Small | 234 | 12 |  | Hours in a year | 8760 | [5 empty] | Community College | Education - Community College
|  |  |  | ENERGY STAR Dishwasher - Multiple Tank Conveyor | High Temp - Electric | ENERGY STAR Commercial Dishwasher Multiple Tank ConveyorHigh Temp - Electric | 0.54 | 600 | 0.2 | 2.25 | [11 empty] | ENERGY STAR Commercial Ice Machines Tier 2 101–200 lbs/day | 16 | Restaurant – Sit-Down | 364 | 12 | [8 empty] | Country Clubs | Other
|  |  |  | ENERGY STAR Dishwasher - Multiple Tank Conveyor | High Temp - Gas | ENERGY STAR Commercial Dishwasher Multiple Tank ConveyorHigh Temp - Gas | 0.54 | 600 | 0.2 | 2.25 | [11 empty] | ENERGY STAR Commercial Ice Machines Tier 2 201–300 lbs/day | 11 | Restaurant – Fast-Food | 364 | 17 |  | PreRinse Spray Valve Defaults Table | [6 empty] | Deli Markets | Other
NEW |  | OLD |  | ENERGY STAR Dishwasher - Multiple Tank Conveyor | Low Temp - Electric | ENERGY STAR Commercial Dishwasher Multiple Tank ConveyorLow Temp - Electric | 0.54 | 600 | 0.3 | 2 | [11 empty] | ENERGY STAR Commercial Ice Machines Tier 2 301–400 lbs/day | 8.5 | Average = Miscellaneous | 288 | 15 |  | Variable | Value | [5 empty] | Dry Cleaning and Laundry Services | Other
ENERGY STAR Combination Oven/Steamer - Electric | <15 pans | ENERGY STAR Combination Oven/Steamer - Electric | <15 pans | ENERGY STAR Dishwasher - Multiple Tank Conveyor | Low Temp - Gas | ENERGY STAR Commercial Dishwasher Multiple Tank ConveyorLow Temp - Gas | 0.54 | 600 | 0.3 | 2 | [11 empty] | ENERGY STAR Commercial Ice Machines Tier 2 401–500 lbs/day | 7.6 |  |  |  |  | Prerinse Spray Valve Hours | 1.06 | CI-KE-COS | Number of Pans | Combination Oven/Steamer | Numofunits |  | Elementary School | Education - Primary School
ENERGY STAR Combination Oven/Steamer - Electric | >28 pans | ENERGY STAR Combination Oven/Steamer - Electric | >28 pans | ENERGY STAR Dishwasher - Single Tank Conveyor | High Temp - Electric | ENERGY STAR Commercial Dishwasher Single Tank ConveyorHigh Temp - Electric | 0.7 | 400 | 0.3 | 1.5 | [11 empty] | ENERGY STAR Commercial Ice Machines Tier 2 501–1000 lbs/day | 6.9 | Building Type | #N/A |  |  | Prerinse Spray Valve Days | 344 | [5 empty] | Fire station | Other
ENERGY STAR Combination Oven/Steamer - Electric | 15 - 28 pans | ENERGY STAR Combination Oven/Steamer - Electric | 15-28 pans | ENERGY STAR Dishwasher - Single Tank Conveyor | High Temp - Gas | ENERGY STAR Commercial Dishwasher Single Tank ConveyorHigh Temp - Gas | 0.7 | 400 | 0.3 | 1.5 | [11 empty] | ENERGY STAR Commercial Ice Machines Tier 2 1001–1500 lbs/day | 6.4 | FS_Days | #N/A |  |  | Prerinse Spray Valve Difference in Temperature | 75 | [5 empty] | Fitness and Recreation Center | Other
ENERGY STAR Combination Oven/Steamer - Gas | <15 pans | ENERGY STAR Combination Oven/Steamer - Gas | <15 pans | ENERGY STAR Dishwasher - Single Tank Conveyor | Low Temp - Electric | ENERGY STAR Commercial Dishwasher Single Tank ConveyorLow Temp - Electric | 0.79 | 400 | 0.3 | 1.5 | [13 empty] | FS_Hours | #N/A |  |  | Baseline Low Flow device flow rate | 1.6 | [5 empty] | Food Production Manufacturing | Other
ENERGY STAR Combination Oven/Steamer - Gas | >28 pans | ENERGY STAR Combination Oven/Steamer - Gas | >28 pans | ENERGY STAR Dishwasher - Single Tank Conveyor | Low Temp - Gas | ENERGY STAR Commercial Dishwasher Single Tank ConveyorLow Temp - Gas | 0.79 | 400 | 0.3 | 1.5 | [24 empty] | Gasoline Stations / Convenience stores | Other
ENERGY STAR Combination Oven/Steamer - Gas | 15 - 28 pans | ENERGY STAR Combination Oven/Steamer - Gas | 15-28 pans | ENERGY STAR Dishwasher - Under Counter | High Temp - Electric | ENERGY STAR Commercial Dishwasher Under CounterHigh Temp - Electric | 0.86 | 75 | 2 | 0.5 | [13 empty] | Holding Cabinet Building Table | Days per Year | Hours per Day | ETDF | [7 empty] | Grocery | Grocery
ENERGY STAR Commercial Conveyor Oven | Gas | ENERGY STAR Commercial Conveyor Oven | Gas | ENERGY STAR Dishwasher - Under Counter | High Temp - Gas | ENERGY STAR Commercial Dishwasher Under CounterHigh Temp - Gas | 0.86 | 75 | 2 | 0.5 | [11 empty] | ENERGY STAR Commercial Ice Machines - Tier 1 | 0 – 100 lbs/day | Assembly | 355 | 1.067 | 0.000259 | [7 empty] | High School | Education - Secondary School
ENERGY STAR Commercial Fryer | Gas | ENERGY STAR Commercial Dishwasher Stationary Single Tank Door | High Temp - Electric | ENERGY STAR Dishwasher - Under Counter | Low Temp - Electric | ENERGY STAR Commercial Dishwasher Under CounterLow Temp - Electric | 1.19 | 75 | 2 | 0.5 | [11 empty] | ENERGY STAR Commercial Ice Machines - Tier 1 | >1500 lbs/day | Auto | 355 | 1.067 | 0.000259 | [7 empty] | Hospital | Medical - Hospital
ENERGY STAR Commercial Glass Door Freezer | >15 and ≤30 ft3 | ENERGY STAR Commercial Dishwasher Stationary Single Tank Door | High Temp - Gas | ENERGY STAR Dishwasher - Under Counter | Low Temp - Gas | ENERGY STAR Commercial Dishwasher Under CounterLow Temp - Gas | 1.19 | 75 | 2 | 0.5 | [11 empty] | ENERGY STAR Commercial Ice Machines - Tier 1 | 1001 – 1500 lbs/day | Big Box | 355 | 1.067 | 0.000259 | [7 empty] | Hotel | Lodging Motel
ENERGY STAR Commercial Glass Door Freezer | ≤15 ft3 | ENERGY STAR Commercial Dishwasher Stationary Single Tank Door | Low Temp - Electric | [18 empty] | ENERGY STAR Commercial Ice Machines - Tier 1 | 101 – 200 lbs/day | Community College | 284 | 1.067 | 0.000259 | [7 empty] | Light Industrial | Other
ENERGY STAR Commercial Glass Door Freezer | >30 and <50 ft3 | ENERGY STAR Commercial Dishwasher Stationary Single Tank Door | Low Temp - Gas | Convection Oven Table | Btu_Preheat,baseline | Btu/hr_Idle,baseline | Lbs/hr_Baseline | Eff_Baseline | Btu_Preheat,efficient | Btu/hr_Idle,efficient | Lbs/hr_Efficient | Eff_Efficient | Hrs_Preheat | Lbs | Q_Food | [6 empty] | ENERGY STAR Commercial Ice Machines - Tier 1 | 201 – 300 lbs/day | Dormitory | 355 | 1.067 | 0.000259 | [7 empty] | Lodging Motel | Lodging Motel
ENERGY STAR Commercial Glass Door Freezer | ≥50 ft3 | ENERGY STAR Commercial Dishwasher Multiple Tank Conveyor | High Temp - Electric | Electric, Full Size | 5118 | 5459 | 70 | 0.71 | 3412 | 4606 | 82 | 0.76 | 0.25 | 100 | 250 | [6 empty] | ENERGY STAR Commercial Ice Machines - Tier 1 | 301 – 400 lbs/day | Fast Food | 355 | 1 | 0.000186 | [7 empty] | Medical – Clinic | Medical - Clinic
ENERGY STAR Commercial Glass Door Refrigerator | >15 and ≤30 ft3 | ENERGY STAR Commercial Dishwasher Multiple Tank Conveyor | High Temp - Gas | Electric, Half Size | 3412 | 3412 | 45 | 0.71 | 3071 | 2593 | 53 | 0.76 | 0.25 | 100 | 250 | [6 empty] | ENERGY STAR Commercial Ice Machines - Tier 1 | 401 – 500 lbs/day | Full Service Restaurant | 303 | 4 | 0.0001189 | [7 empty] | Monetary Authorities - Central Bank | Other
ENERGY STAR Commercial Glass Door Refrigerator | ≤15 ft3 | ENERGY STAR Commercial Dishwasher Multiple Tank Conveyor | Low Temp - Electric | Gas, Full Size | 19000 | 12000 | 70 | 0.46 | 11000 | 9349 | 82 | 0.51 | 0.25 | 100 | 250 | [6 empty] | ENERGY STAR Commercial Ice Machines - Tier 1 | 501 – 1000 lbs/day | Grocery | 365 | 1.067 | 0.000237 | [7 empty] | Museum | Other
ENERGY STAR Commercial Glass Door Refrigerator | >30 and <50 ft3 | ENERGY STAR Commercial Dishwasher Multiple Tank Conveyor | Low Temp - Gas | Gas, Half Size | 13000 | 12000 | 45 | 0.3 | 7500 | 4293 | 53 | 0.53 | 0.25 | 100 | 250 | [6 empty] | ENERGY STAR Commercial Ice Machines - Tier 2 | 0 – 100 lbs/day | Hospital | 365 | 1.067 | 0.000259 | [7 empty] | Nursing Home | Medical - Hospital
ENERGY STAR Commercial Glass Door Refrigerator | ≥50 ft3 | ENERGY STAR Commercial Dishwasher Single Tank Conveyor | High Temp - Electric | [18 empty] | ENERGY STAR Commercial Ice Machines - Tier 2 | 1001 – 1500 lbs/day | Hotel | 365 | 1.067 | 0.000259 | [7 empty] | Office | Office - Large
ENERGY STAR Commercial Ice Machines - Tier 1 | 0 – 100 lbs/day | ENERGY STAR Commercial Dishwasher Single Tank Conveyor | High Temp - Gas | Rack Oven Table | Btu_Preheat,baseline | Btu/hr_Idle,baseline | Lbs/hr_Baseline | Eff_Baseline | Btu_Preheat,efficient | Btu/hr_Idle,efficient | Lbs/hr_Efficient | Eff_Efficient | Hrs_Preheat | Lbs | Q_Food | [6 empty] | ENERGY STAR Commercial Ice Machines - Tier 2 | 101 – 200 lbs/day | Large Office | 303 | 1.067 | 0.000259 | [7 empty] | Other | Other
ENERGY STAR Commercial Ice Machines - Tier 1 | >1500 lbs/day | ENERGY STAR Commercial Dishwasher Single Tank Conveyor | Low Temp - Electric | Double Rack | 100000 | 30000 | 250 | 0.52 | 85000 | 24600 | 280 | 0.56 | 0.33 | 1200 | 235 | [6 empty] | ENERGY STAR Commercial Ice Machines - Tier 2 | 201 – 300 lbs/day | Light Industrial | 251 | 1.067 | 0.000259 | [7 empty] | Parking Garage
ENERGY STAR Commercial Ice Machines - Tier 1 | 1001 – 1500 lbs/day | ENERGY STAR Commercial Dishwasher Single Tank Conveyor | Low Temp - Gas | Single Rack | 50000 | 25000 | 130 | 0.48 | 44000 | 19733 | 140 | 0.51 | 0.33 | 600 | 235 | [6 empty] | ENERGY STAR Commercial Ice Machines - Tier 2 | 301 – 400 lbs/day | Motel | 365 | 1.067 | 0.000259 | [7 empty] | Personal Care Services (Salon) | Other
ENERGY STAR Commercial Ice Machines - Tier 1 | 101 – 200 lbs/day | ENERGY STAR Commercial Dishwasher Under Counter | High Temp - Electric | [18 empty] | ENERGY STAR Commercial Ice Machines - Tier 2 | 401 – 500 lbs/day | Multi-story Retail | 355 | 1.067 | 0.000259 | [7 empty] | Postal Service | Other
ENERGY STAR Commercial Ice Machines - Tier 1 | 201 – 300 lbs/day | ENERGY STAR Commercial Dishwasher Under Counter | High Temp - Gas | Fryer Table | Btu_Preheat,baseline | Btu/hr_Idle,baseline | Lbs/hr_Baseline | Eff_Baseline | Btu_Preheat,efficient | Btu/hr_Idle,efficient | Lbs/hr_Efficient | Eff_Efficient | Hrs_Preheat | Lbs | Q_Food | [6 empty] | ENERGY STAR Commercial Ice Machines - Tier 2 | 501 – 1000 lbs/day | Primary School | 218 | 1.067 | 0.000259 | [7 empty] | Religious Worship | Other
ENERGY STAR Commercial Ice Machines - Tier 1 | 301 – 400 lbs/day | ENERGY STAR Commercial Dishwasher Under Counter | Low Temp - Electric | Electric | 8189 | 3412 | 65 | 0.8 | 6483 | 2327 | 71 | 0.86 | 0.25 | 150 | 570 | [8 empty] | Religious | 355 | 1.067 | 0.000259 | [7 empty] | Restaurant - Fast Food | Restaurant - Fast-Food
ENERGY STAR Commercial Ice Machines - Tier 1 | 401 – 500 lbs/day | ENERGY STAR Commercial Dishwasher Under Counter | Low Temp - Gas | Gas | 18500 | 9000 | 60 | 0.5 | 16000 | 7571 | 67 | 0.52 | 0.25 | 150 | 570 | [8 empty] | Secondary School | 218 | 1.067 | 0.000259 | [7 empty] | Restaurant - Full Service | Restaurant - Sit-Down
ENERGY STAR Commercial Ice Machines - Tier 1 | 501 – 1000 lbs/day | ENERGY STAR Commercial Fryer | Gas | [20 empty] | Small Office | 303 | 1.067 | 0.000259 | [7 empty] | Retail | Retail Small
ENERGY STAR Commercial Ice Machines - Tier 2 | 0 – 100 lbs/day | ENERGY STAR Commercial Glass Door Freezer | > 15 to ≤ 30 ft3 | Griddle Table | Btu_Preheat,baseline | Btu/hr_Idle,baseline | Lbs/hr_Baseline | Eff_Baseline | Btu_Preheat,efficient | Btu/hr_Idle,efficient | Lbs/hr_Efficient | Eff_Efficient | Hrs_Preheat | Lbs | Q_Food | [8 empty] | Small Retail | 355 | 1.067 | 0.000259 | [7 empty] | Retail - Big Box | Other
ENERGY STAR Commercial Ice Machines - Tier 2 | 1001 – 1500 lbs/day | ENERGY STAR Commercial Glass Door Freezer | ≤ 15 ft3 | Electric | 4436 | 2730 | 11.7 | 0.6 | 2389 | 1000 | 16.3 | 0.75 | 0.25 | 100 | 475 | [8 empty] | University | 284 | 1.067 | 0.000259 | [7 empty] | Storage Conditioned | Other
ENERGY STAR Commercial Ice Machines - Tier 2 | 101 – 200 lbs/day | ENERGY STAR Commercial Glass Door Freezer | > 30 to < 50 ft3 | Gas | 7000 | 7000 | 8.4 | 0.3 | 5000 | 2068 | 16.4 | 0.46 | 0.25 | 100 | 475 | [8 empty] | Warehouse | 251 | 1.067 | 0.000259 | [7 empty] | Storage Unconditioned | Other
ENERGY STAR Commercial Ice Machines - Tier 2 | 201 – 300 lbs/day | ENERGY STAR Commercial Glass Door Freezer | ≥ 50 ft3 | [31 empty] | University | Education - University
ENERGY STAR Commercial Ice Machines - Tier 2 | 301 – 400 lbs/day | ENERGY STAR Commercial Glass Door Refrigerator | > 15 to ≤ 30 ft3 | Steamer Table | Btu_Preheat,baseline | Btu/hr_Idle,baseline | Lbs/hr_Baseline | Eff_Baseline | Btu_Preheat,efficient | Btu/hr_Idle,efficient | Lbs/hr_Efficient | Eff_Efficient | Hrs_Preheat | Lbs | Q_Food | [8 empty] | Holding Cabinet Building Type | #N/A | [9 empty] | Warehouse | Other
ENERGY STAR Commercial Ice Machines - Tier 2 | 401 – 500 lbs/day | ENERGY STAR Commercial Glass Door Refrigerator | ≤ 15 ft3 | Electric | 5118 |  | 11.7 | 0.5 | 5118 | 990 | 14.7 | 0.7 | 0.25 | 100 | 105 | [8 empty] | Holding Cabinet Operation Days | #N/A
ENERGY STAR Commercial Ice Machines - Tier 2 | 501 – 1000 lbs/day | ENERGY STAR Commercial Glass Door Refrigerator | > 30 to < 50 ft3 | Gas | 20000 |  | 23.3 | 0.38 | 9000 | 1221 | 20.8 | 0.47 | 0.25 | 100 | 105 | [8 empty] | Spray Valve Daily Operating Hours | #N/A
ENERGY STAR Commercial Solid Door Freezer | >15 and ≤30 ft3 | ENERGY STAR Commercial Glass Door Refrigerator | ≥ 50 ft3 | [20 empty] | Spray Valve ETDF | #N/A
ENERGY STAR Commercial Solid Door Freezer | ≤15 ft3 | ENERGY STAR Commercial Ice Machines Tier 1 | 0–100 lbs/day | Dishwasher Booster Table | DT_In
ENERGY STAR Commercial Solid Door Freezer | >30 and <50 ft3 | ENERGY STAR Commercial Ice Machines Tier 1 | >1500 lbs/day | Electric | 40
ENERGY STAR Commercial Solid Door Freezer | ≥50 ft3 | ENERGY STAR Commercial Ice Machines Tier 1 | 1001–1500 lbs/day | Gas | 40
ENERGY STAR Commercial Solid Door Refrigerator | >15 and ≤30 ft3 | ENERGY STAR Commercial Ice Machines Tier 1 | 101–200 lbs/day | N/A | 70
ENERGY STAR Commercial Solid Door Refrigerator | ≤15 ft3 | ENERGY STAR Commercial Ice Machines Tier 1 | 201–300 lbs/day
ENERGY STAR Commercial Solid Door Refrigerator | >30 and <50 ft3 | ENERGY STAR Commercial Ice Machines Tier 1 | 301–400 lbs/day | Dishwasher Table | WU_B | RW | WT | kW_B
ENERGY STAR Commercial Solid Door Refrigerator | ≥50 ft3 | ENERGY STAR Commercial Ice Machines Tier 1 | 401–500 lbs/day | Multiple Tank Conveyor - High Temp - Electric | 0.54 | 600 | 0.2 | 2.25
ENERGY STAR Convection Oven - Electric | Full Size | ENERGY STAR Commercial Ice Machines Tier 1 | 501–1000 lbs/day | Single Tank Conveyor - High Temp - Electric | 0.7 | 400 | 0.3 | 1.5
ENERGY STAR Convection Oven - Electric | Half Size | ENERGY STAR Commercial Ice Machines Tier 2 | 0–100 lbs/day | Stationary Single Tank Door - High Temp - Electric | 0.89 | 280 | 1 | 0.7
ENERGY STAR Convection Oven - Gas | Full Size | ENERGY STAR Commercial Ice Machines Tier 2 | 1001–1500 lbs/day | Under Counter - High Temp - Electric | 0.86 | 75 | 2 | 0.5
ENERGY STAR Convection Oven - Gas | Half Size | ENERGY STAR Commercial Ice Machines Tier 2 | 101–200 lbs/day | Multiple Tank Conveyor - High Temp - Gas | 0.54 | 600 | 0.2 | 2.25
ENERGY STAR Dishwasher - Stationary Single Tank Door | High Temp - Electric | ENERGY STAR Commercial Ice Machines Tier 2 | 201–300 lbs/day | Single Tank Conveyor - High Temp - Gas | 0.7 | 400 | 0.3 | 1.5
ENERGY STAR Dishwasher - Stationary Single Tank Door | High Temp - Gas | ENERGY STAR Commercial Ice Machines Tier 2 | 301–400 lbs/day | Stationary Single Tank Door - High Temp - Gas | 0.89 | 280 | 1 | 0.7
ENERGY STAR Dishwasher - Stationary Single Tank Door | Low Temp - Electric | ENERGY STAR Commercial Ice Machines Tier 2 | 401–500 lbs/day | Under Counter - High Temp - Gas | 0.86 | 75 | 2 | 0.5
ENERGY STAR Dishwasher - Stationary Single Tank Door | Low Temp - Gas | ENERGY STAR Commercial Ice Machines Tier 2 | 501–1000 lbs/day | Multiple Tank Conveyor - Low Temp - Electric | 0.54 | 600 | 0.3 | 2
ENERGY STAR Dishwasher - Multi-Tank Conveyor | High Temp - Electric | ENERGY STAR Commercial Solid Door Freezer | > 15 to ≤ 30 ft3 | Single Tank Conveyor - Low Temp - Electric | 0.79 | 400 | 0.3 | 1.5
ENERGY STAR Dishwasher - Multi-Tank Conveyor | High Temp - Gas | ENERGY STAR Commercial Solid Door Freezer | ≤ 15 ft3 | Stationary Single Tank Door - Low Temp - Electric | 1.18 | 280 | 1.5 | 0.6
ENERGY STAR Dishwasher - Multi-Tank Conveyor | Low Temp - Electric | ENERGY STAR Commercial Solid Door Freezer | > 30 to < 50 ft3 | Under Counter - Low Temp - Electric | 1.19 | 75 | 2 | 0.5
ENERGY STAR Dishwasher - Multi-Tank Conveyor | Low Temp - Gas | ENERGY STAR Commercial Solid Door Freezer | ≥ 50 ft3 | Multiple Tank Conveyor - Low Temp - Gas | 0.54 | 600 | 0.3 | 2
ENERGY STAR Dishwasher - Single Tank Conveyor | High Temp - Electric | ENERGY STAR Commercial Solid Door Refrigerator | > 15 to ≤ 30 ft3 | Single Tank Conveyor - Low Temp - Gas | 0.79 | 400 | 0.3 | 1.5
ENERGY STAR Dishwasher - Single Tank Conveyor | High Temp - Gas | ENERGY STAR Commercial Solid Door Refrigerator | ≤ 15 ft3 | Stationary Single Tank Door - Low Temp - Gas | 1.18 | 280 | 1.5 | 0.6
ENERGY STAR Dishwasher - Single Tank Conveyor | Low Temp - Electric | ENERGY STAR Commercial Solid Door Refrigerator | > 30 to < 50 ft3 | Under Counter - Low Temp - Gas | 1.19 | 75 | 2 | 0.5
ENERGY STAR Dishwasher - Single Tank Conveyor | Low Temp - Gas | ENERGY STAR Commercial Solid Door Refrigerator | ≥ 50 ft3
ENERGY STAR Dishwasher - Under Counter | High Temp - Electric | ENERGY STAR Convection Oven Electric | Full Size
ENERGY STAR Dishwasher - Under Counter | High Temp - Gas | ENERGY STAR Convection Oven Electric | Half Size
ENERGY STAR Dishwasher - Under Counter | Low Temp - Electric | ENERGY STAR Convection Oven Gas | Full Size
ENERGY STAR Dishwasher - Under Counter | Low Temp - Gas | ENERGY STAR Convection Oven Gas | Half Size
ENERGY STAR Griddle | Electric | ENERGY STAR Griddle | Electric
ENERGY STAR Griddle | Gas | ENERGY STAR Griddle | Gas
ENERGY STAR Hot Food Holding Cabinets | 1/2 Size | ENERGY STAR Hot Food Holding Cabinets | 1/2 Size
ENERGY STAR Hot Food Holding Cabinets | 3/4 Size | ENERGY STAR Hot Food Holding Cabinets | 3/4 Size
ENERGY STAR Hot Food Holding Cabinets | Full Size | ENERGY STAR Hot Food Holding Cabinets | Full Size
ENERGY STAR Rack Oven - Gas | Double Rack | ENERGY STAR Rack Oven - Gas | Double Rack
ENERGY STAR Rack Oven - Gas | Single Rack | ENERGY STAR Rack Oven - Gas | Single Rack
ENERGY STAR Standard Vat Fryer | Electric | ENERGY STAR Standard Vat Fryer | Electric
ENERGY STAR Steam Cooker | Electric | ENERGY STAR Steam Cooker | Electric
ENERGY STAR Steam Cooker | Gas | ENERGY STAR Steam Cooker | Gas
Pre Rinse Spray Valve | Electric Water Heating | Pre Rinse Spray Valve | Electric Water Heating
Pre Rinse Spray Valve | Gas Water Heating | Pre Rinse Spray Valve | Gas Water Heating
|  | Category | Equipment Type
|  | ENERGY STAR Combination Oven/Steamer - Electric | Full Size
|  | ENERGY STAR Combination Oven/Steamer - Electric | Half Size
|  | ENERGY STAR Combination Oven/Steamer - Gas | Full Size
|  | ENERGY STAR Combination Oven/Steamer - Gas | Half Size
|  | ENERGY STAR Commercial Dishwasher Multiple Tank Conveyor | Electric Booster
|  | ENERGY STAR Commercial Dishwasher Multiple Tank Conveyor | Gas Booster
|  | ENERGY STAR Commercial Dishwasher Multiple Tank Conveyor | N/A
|  | ENERGY STAR Commercial Dishwasher Single Tank Conveyor | Electric Booster
|  | ENERGY STAR Commercial Dishwasher Single Tank Conveyor | Gas Booster
|  | ENERGY STAR Commercial Dishwasher Single Tank Conveyor | N/A
|  | ENERGY STAR Commercial Dishwasher Stationary Single Tank Door | Electric Booster
|  | ENERGY STAR Commercial Dishwasher Stationary Single Tank Door | Gas Booster
|  | ENERGY STAR Commercial Dishwasher Stationary Single Tank Door | N/A
|  | ENERGY STAR Commercial Dishwasher Under Counter | Electric Booster
|  | ENERGY STAR Commercial Dishwasher Under Counter | Gas Booster
|  | ENERGY STAR Commercial Dishwasher Under Counter | N/A
|  | ENERGY STAR Commercial Glass Door Freezer | Vertical
|  | ENERGY STAR Commercial Glass Door Freezer | Horizontal
|  | ENERGY STAR Commercial Glass Door Refrigerator | Vertical
|  | ENERGY STAR Commercial Glass Door Refrigerator | Horizontal
|  | ENERGY STAR Commercial Ice Machines Tier 1 | Batch Type, Ice-Making Head
|  | ENERGY STAR Commercial Ice Machines Tier 1 | Batch Type, Remote Condensing
|  | ENERGY STAR Commercial Ice Machines Tier 1 | Batch Type, Self-Contained
|  | ENERGY STAR Commercial Ice Machines Tier 1 | Continuous Type, Ice-Making Head
|  | ENERGY STAR Commercial Ice Machines Tier 1 | Continuous Type, Remote Condensing
|  | ENERGY STAR Commercial Ice Machines Tier 1 | Continuous Type, Self-Contained
|  | ENERGY STAR Commercial Ice Machines Tier 2 | Batch Type, Ice-Making Head
|  | ENERGY STAR Commercial Ice Machines Tier 2 | Batch Type, Remote Condensing
|  | ENERGY STAR Commercial Ice Machines Tier 2 | Batch Type, Self-Contained
|  | ENERGY STAR Commercial Ice Machines Tier 2 | Continuous Type, Ice-Making Head
|  | ENERGY STAR Commercial Ice Machines Tier 2 | Continuous Type, Remote Condensing
|  | ENERGY STAR Commercial Ice Machines Tier 2 | Continuous Type, Self-Contained
|  | ENERGY STAR Commercial Solid Door Freezer | Vertical
|  | ENERGY STAR Commercial Solid Door Freezer | Horizontal
|  | ENERGY STAR Commercial Solid Door Refrigerator | Vertical
|  | ENERGY STAR Commercial Solid Door Refrigerator | Horizontal

## M03-S08
|  | WELCOME |  | INSTRUCTIONS | [23 empty] | Sign OBR: Repayment Agreement |  |  | Sign Project Completion Certification |  | INCENTIVE RATES & REQUIREMENTS |  |  |  | ( CONTACT US
[10 empty] | Program Type: | Prescriptive | [5 empty] | Site Name: | [Project Name] |  |  |  |  | Status: | Draft Pre-Application | [5 empty] | Estimated Incentive: | 0 |  | OBR Amt Requested:
0%
[36 empty] | Progress | [6 empty] | No Savings for PC Summary | FALSE
|  |  | Lighting & Lighting Controls |  | HVAC |  | HVAC Controls |  | Heating |  |  |  | Water Heating & Boilers |  |  | Refrigeration |  |  | Food Service |  |  | Agriculture |  |  | Plug Load |  |  | Residential Appliances |  |  | Miscellaneous
[13 empty] | 0 |  |  | 0 |  |  | 0 |  |  | 0 |  |  |  | Total Taxes & Ancillary Cost (From Invoice): | [36 empty] | DO NOT DRAG DOWN - Line 1 different formula
[13 empty] | Section Cost |  |  | Section Incentive |  |  | Section Savings |  |  | Section Savings
[25 empty] | Secondary Quantity Type 2 |  | Secondary Quantity 2 | [5 empty] | Estimated Incentive
| Install Location | Proposed Measure Category |  |  |  | Sub-Category |  |  | Quantity Type |  |  | Quantity |  | Manufacturer | Model |  |  | Secondary Quantity Type |  | Secondary Quantity | Efficiency Type |  |  | Proposed Efficiency |  |  |  |  | Total Measure Cost |  |  | Total Cost |  | Electric Savings |  |  | Natural Gas Savings | Verified Qty | Comments | Status | Measure Number | Calc Type | Incentive Unit Type | Incentive Units | Incentive/Unit | Incentive Total | Incentive Cap | Reported kWh Savings | Reported kW Savings | Reported thm Savings | Customer kWh Savings | Customer kW Savings | Customer thm Savings | CF | TRM Building Type | TRM Operation Hours | Tset | Savings Status | eTrack Equipment Type | eTrack Fuel Type | eTrack PreFixture | eTrack Numofunits | Taxes | Labor + Taxes | Labor/Taxes + Material | NTG Factor | Measure life | rr_kwh | rr_kw | rr_therms
[14 empty] | Serial Number | [14 empty] | Material |  | Labor | [39 empty] | Gross Source kWh | Net Site kWh | Net Source kWh | Gross Site Lifetime kWh | Gross Source Lifetime kWh | Net Site Lifetime kWh | Net Source Lifetime kWh | Gross Source therms | Net Site therms | Net Source therms | Gross Site Lifetime therms | Gross Source Lifetime therms | Net Site Lifetime therms | Net Source Lifetime therms | Gross Site MMBTU | Gross Source MMBTU | Net Site MMBTU | Net Source MMBTU | Gross Site Lifetime MMBTU | Gross Source Lifetime MMBTU | Net Site Lifetime MMBTU | Net Source Lifetime MMBTU | Peak Day Therm | Reported Net Source kW | Reported Net Site kW | Reported Net Source Peak Day therm | Actual Net Source Peak Day therm | Reported Net Site Peak Day therm | Actual Net Site Peak Day therm | Actual Gross Site MMBTU | Actual Gross Source MMBTU | Actual Net Site MMBTU | Actual Net Source MMBTU | Actual Gross Site Lifetime MMBTU | Actual Gross Source Lifetime MMBTU | Actual Net Site Lifetime MMBTU | Actual Net Source Lifetime MMBTU
1
2
3
4
5
6
7
8
9
10
11
12
13
14
15
PSE&G C&I Energy Efficiency Program | [7 empty] | © 2026 TRC Companies, Inc. TRC Companies, Inc. and its affiliates reserve all rights associated with this body of work. Content cannot be edited or replicated without the express, written consent of TRC Companies, Inc. or its affiliates. | [26 empty] | Prescriptive Incentive Application
1-844-300-PSEG (7734)
PSEGenergysaver@TRCcompanies.com | [17 empty] | V2.1 Effective Date 4/24/2026 | [16 empty] | This is a TRC tool
Participation Agreement
Project Information
Customer Information
Equipment Input
Payment
Project Review
Trade Ally / Contractor Information
On-Bill Repayment
Union Information

## DATA TABLES_Agriculture (hidden)
Automatic Milker Takeoff |  | Dairy Refrigeration Tune-Up |  | Dairy Scroll Compressor |  | Engine Block Heater Timer |  | Heat Reclaimer |  |  | Livestock Waterer |  | Low Pressure Irrigation |  | Dairy Vacuum Pump VSD |  | Measure Code | Spec Display name | Calc Type | fileColumnName | Measure Code | Spec Display name | Calc Type | fileColumnName
Energy Savings per Cow (kWh) | 34 | Subcategory | T0 | Subcategory | Delta T | Heater Watts (W) | 1000 | Energy to Demand Factor | 0.00017 |  | Annual Operating Hours | 1048 | Subcategory | ETDF | Motor Load Factor | 0.9 | CI-MISC-LPIS | Quantity | LowPressureIrrigation | not mapped correctly | CI-AG-HR | Number of cows | HeatReclaimer | Numofunits
Energy to Demand Factor | 0.00017 | Pre-Cooler & VFD | 18.3 | Variable Speed Pre-Cooler | 18.3 | Baseline Hours per Day | 10 |  |  |  | Energy Savings per Waterer (kW) | 0.5 | Agriculture | 0.0026 | Energy Savings Factor | 0.46 | CI-AG-LW | Quantity | LivestockWaterer | PreFixtureQty | CI-AG-AMT | Number of cows | AutoMilkerTakeoff | Numofunits
|  | With Pre-Cooler | 30 | Standard Pre-Cooler | 30 | Efficient Hours per Day | 2 | Type of Cooling | DT |  | % Heater Run Time | 0.8 | Golf Course | 0 | Daily Operating Hours | 8 | CI-AG-HR | Quantity | HeatReclaimer | PreFixtureQty | CI-AG-DSC | Number of cows | DairyCompressor | Numofunits
|  | Without Pre-Cooler | 60 | No Pre-Cooler | 60 | Days per Year | 90 | Heat Reclaimers without Pre-Cooler | 60 | [5 empty] | Annual Operating Days | 365 | CI-MISC-EBHT | Quantity | EngineBlockTimer | PreFixtureQty |  |  | DairyTuneUp | No Measure Code
[6 empty] | Usage Factor | 0.97 | Heat Reclaimers with Pre-Cooler | 30 | [5 empty] | Energy to Demand Factor | 0.00017 | CI-AG-AMT | Quantity | AutoMilkerTakeoff | PreFixtureQty
|  | Pounds of Milk per Cow per Year | 19800 | Energy to Demand Factor | 0.00017 |  |  | Heat Reclaimers with Pre-Cooler and VFD Pump | 18.3 | [7 empty] | CI-AG-DSC | Quantity | DairyCompressor | PreFixtureQty
|  | Specific Heat of Milk (Btu/lb-°F) | 0.93 | [13 empty] | CI-AG-DVP | Quantity | VSDControl | PreFixtureQty
|  | Stored Milk Temperature (°F) | 38 |  |  |  |  | Refrigeration Heat Recovery System | T_Set | [9 empty] | DairyTuneUp | No Measure Code
|  | Compressor Energy Efficiency Rating (Btu/Wh) | 15.39 |  |  |  |  | Fully condensing RHR | 130
|  | Energy Savings Factor | 0.05 |  |  |  |  | Desuperheater RHR condenser | 105
[8 empty] | Water Heating Fuel | 0
[8 empty] | Water Heating Fuel | WHF_E | WHF_FF
[8 empty] | Electric | 1 | 0
[8 empty] | Natural Gas | 0 | 1
[8 empty] | Not Applicable | 0 | 0
[8 empty] | Oil | 0 | 0
[8 empty] | Other | 0 | 0
[8 empty] | Propane | 0 | 0
[8 empty] | Steam | 0 | 0
[8 empty] | WHF_E | #N/A
[8 empty] | WHF_FF | #N/A
Note on R2: [Threaded comment] Your version of Excel allows you to read this threaded comment; however, any edits to it will get removed if the file is opened in a newer version of Excel. Learn more: https://go.microsoft.com/fwlink/?linkid=870924 Comment: Philadelphia hours per PA TRM. Philadelphia selected based on proximity to NJ relative to other listed PA cities. Question for PSE&G: Is this an appropriate assumption?

## DATA TABLES_Plug Load (hidden)
[13 empty] | Advanced Power Strip Defaults table |  |  | Desktop and Laptop Defaults |  |  | Vending Machine Controls
| Variable | Value |  | Variable | Value | Variable | kW | Savings Factor | Building Type | #N/A |  | AC with fuel heat |  |  | Heat Pump |  |  | AC with electric heat |  |  | Electric heat only |  |  | Fuel Heat only |  |  | AC with Other Fuel Heat |  |  | Other |  |  | Printer |  | ESF |  |  | DSF |  |  | Imaging Type | Column #
| Hours on Weekday | 106 |  | Elec Savings per Desktop | 124 | Refrigerated Beverage Vending Machine | 0.4 | 0.46 |  |  | Building Type | HVACc | HVACd | HVACff | HVACc | HVACd | HVACff | HVACc | HVACd | HVACff | HVACc | HVACd | HVACff | HVACc | HVACd | HVACff | HVACc | HVACd | HVACff | HVACc | HVACd | HVACff | Min | Max | Laser | Monochrome | Ink Jet | Laser | Monochrome | Ink Jet | Laser | 1
| Hours on Weekend | 62 |  | Elec Savings per Laptop | 37 | Non-Refrigerated Beverage Vending Machine | 0.02 | 0.46 | Space Conditioning | Table Name | Assembly | 0.16 | 0.2 | -0.002 | -0.052 | 0.2 | 0 | -0.243 | 0.2 | 0 | -0.4 | 0 | 0 | 0 | 0 | -0.002 | 0.16 | 0.2 | 0 | 0 | 0 | 0 | 0 | 5 | 37 | 37 | 6 | 0.005 | 0.005 | 0.0008 | Monochrome | 2
| kW Weekday off-hours | 0.0315 |  | Demand Savings per Desktop | 0.0161 | Glass front refrigerated coolers | 0.46 | 0.3 | Electric Cooling & Gas Heat | PL_AC_FH | Auto Repair | 0.076 | 0.2 | -0.004 | -0.308 | 0.2 | 0 | -0.795 | 0.2 | 0 | -0.891 | 0 | 0 | 0 | 0 | -0.004 | 0.076 | 0.2 | 0 | 0 | 0 | 0 | 5.01 | 15 | 26 | 26 | 6 | 0.0035 | 0.0035 | 0.0008 | Ink Jet | 3
| kW Weekend off-hours | 0.0067 |  | Demand Savings per Laptop | 0.003 |  |  |  | Electric Cooling & Oil Heat | PL_AC_OFH | Big Box | 0.17 | 0.2 | -0.001 | 0.055 | 0.2 | 0 | -0.065 | 0.2 | 0 | -0.226 | 0 | 0 | 0 | 0 | -0.001 | 0.17 | 0.2 | 0 | 0 | 0 | 0 | 15.01 | 20 | 24 | 24 | 6 | 0.0031 | 0.0031 | 0.0008
| Open Hours weekday | 50 |  | Hours of operation | 8760 | Control Type | F_ctrl |  | Electric Cooling & Propane Heat | PL_AC_OFH | Elementary School | 0.11 | 0.2 | -0.003 | -0.15 | 0.2 | 0 | -0.481 | 0.2 | 0 | -0.646 | 0 | 0 | 0 | 0 | -0.003 | 0.11 | 0.2 | 0 | 0 | 0 | 0 | 20.01 | 30 | 42 | 42 | 6 | 0.0057 | 0.0057 | 0.0008 | Imaging Device | Min Table Name | ESF Table Name | DSF Table Name
| Open hours Weekend | 0 |  |  |  | Occupancy Sensor | 1 |  | Electric Cooling & Resistance Heat | PL_AC_EH | Fast Food | 0.11 | 0.2 | -0.003 | -0.471 | 0.2 | 0 | -0.471 | 0.2 | 0 | -0.827 | 0 | 0 | 0 | 0 | -0.004 | 0.11 | 0.2 | 0 | 0 | 0 | 0 | 30.01 | 40 | 50 | 50 | 6 | 0.0068 | 0.0068 | 0.0008 | Printer | Printer_Min | Printer_ESF | Printer_DSF
| Hrs per year | 8760 |  |  |  | Time Clock | 0 |  | Heat Pump | PL_HP | Full Service Restaurant | 0.11 | 0.2 | -0.003 | -0.486 | 0.2 | 0 | -0.486 | 0.2 | 0 | -0.637 | 0 | 0 | 0 | 0 | -0.003 | 0.11 | 0.2 | 0 | 0 | 0 | 0 | 40.01 | 65 | 181 | 181 | 6 | 0.0244 | 0.0244 | 0.0008 | Multifunction Device | Multifunction_Device_Min | Multifunction_Device_ESF | Multifunction_Device_DSF
| In Service Rate | 0.969 | [6 empty] | Natural Gas Heat Only | PL_FH | Grocery | 0.17 | 0.2 | -0.001 | 0.055 | 0.2 | 0 | -0.065 | 0.2 | 0 | -0.226 | 0 | 0 | 0 | 0 | -0.001 | 0.17 | 0.2 | 0 | 0 | 0 | 0 | 65.01 | 82 | 372 | 372 | 6 | 0.0502 | 0.0502 | 0.0008 | Fax Machine | Fax_Machine_Min | Fax_Machine_ESF | Fax_Machine_DSF
[9 empty] | No Electric Cooling (Electric Resistance Heat Only) | PL_EH | Light Industrial | 0.1 | 0.2 | -0.002 | -0.083 | 0.2 | 0 | -0.313 | 0.2 | 0 | -0.415 | 0 | 0 | 0 | 0 | -0.002 | 0.1 | 0.2 | 0 | 0 | 0 | 0 | 82.01 | 90 | 542 | 542 | 6 | 0.0732 | 0.0732 | 0.0008 | Copier | Copier_Min | Copier_ESF | Copier_DSF
[9 empty] | No Electric Cooling (Oil/Propane/Steam/No Heat) | PL_Other | Motel | 0.114 | 0.2 | -0.002 | -0.155 | 0.2 | 0 | -0.34 | 0.2 | 0 | -0.482 | 0 | 0 | 0 | 0 | -0.002 | 0.114 | 0.2 | 0 | 0 | 0 | 0 | 90.01 | N/A | 686 | 686 | 6 | 0.0926 | 0.0926 | 0.0008
[11 empty] | Religious | 0.092 | 0.2 | -0.001 | -0.06 | 0.2 | 0 | -0.199 | 0.2 | 0 | -0.291 | 0 | 0 | 0 | 0 | -0.001 | 0.092 | 0.2 | 0 | 0 | 0 | 0
[9 empty] | HVAC_E | 0 | Small Office | 0.12 | 0.2 | -0.002 | -0.003 | 0.2 | 0 | -0.157 | 0.2 | 0 | -0.239 | 0 | 0 | 0 | 0 | -0.001 | 0.12 | 0.2 | 0 | 0 | 0 | 0 | Multifunction Device |  | ESF |  |  | DSF
Category | Sub-Category | Combined | Measure Code | Equipment Details |  |  |  |  | HVAC_D | 0 | Small Retail | 0.13 | 0.2 | -0.002 | -0.044 | 0.2 | 0 | -0.258 | 0.2 | 0 | -0.375 | 0 | 0 | 0 | 0 | -0.002 | 0.13 | 0.2 | 0 | 0 | 0 | 0 | Min | Max | Laser | Monochrome | Ink Jet | Laser | Monochrome | Ink Jet
Glass Front Refrigerated Cooler Control | Any | Glass Front Refrigerated Cooler ControlAny | 18006 | Occupancy Sensor |  |  |  |  | HVAC_G | 0 | Warehouse | 0.078 | 0.2 | -0.002 | -0.109 | 0.2 | 0 | -0.273 | 0.2 | 0 | -0.352 | 0 | 0 | 0 | 0 | -0.002 | 0.078 | 0.2 | 0 | 0 | 0 | 0 | 0 | 5 | 57 | 57 | 6 | 0.0077 | 0.0077 | 0.0008
Glass Front Refrigerated Cooler Control | Any | Glass Front Refrigerated Cooler ControlAny | 18006 | Time Clock | [6 empty] | Other | 0.114 | 0.2 | -0.002 | -0.155 | 0.2 | 0 | -0.34 | 0.2 | 0 | -0.482 | 0 | 0 | 0 | 0 | -0.002 | 0.114 | 0.2 | 0 | 0 | 0 | 0 | 5.01 | 10 | 48 | 48 | 6 | 0.0065 | 0.0065 | 0.0008
Imaging - C&I | Laser | Imaging - C&ILaser | 18007 | Fax Machine | [6 empty] | College dormitory | 0.025 | 0.2 | -0.001 | 0.025 | 0.2 | 0 | 0.025 | 0.2 | 0 | 0 | 0 | 0 | 0 | 0 | -0.001 | 0.025 | 0.2 | 0 | 0 | 0 | 0 | 10.01 | 26 | 52 | 52 | 6 | 0.007 | 0.007 | 0.0008
Imaging - C&I | Laser | Imaging - C&ILaser | 18007 | Printer | [6 empty] | Community College | 0.019 | 0.2 | -0.002 | 0.019 | 0.2 | 0 | 0 | 0.2 | 0 | 0 | 0 | 0 | 0 | 0 | -0.002 | 0.019 | 0.2 | 0 | 0 | 0 | 0 | 26.01 | 30 | 93 | 93 | 6 | 0.0126 | 0.0126 | 0.0008
Imaging - C&I | Laser | Imaging - C&ILaser | 18007 | Multifunction Device | [6 empty] | High School | 0.022 | 0.2 | -0.003 | 0.022 | 0.2 | 0 | 0 | 0.2 | 0 | 0 | 0 | 0 | 0 | 0 | -0.003 | 0.022 | 0.2 | 0 | 0 | 0 | 0 | 30.01 | 50 | 248 | 248 | 6 | 0.0335 | 0.0335 | 0.0008
Imaging - C&I | Monochrom | Imaging - C&IMonochrom | 18008 | Copier |  |  |  |  | 0.160 0.200 -0.002 |  | Hospital | 0.019 | 0.2 | -0.002 | 0.019 | 0.2 | 0 | 0 | 0.2 | 0 | 0 | 0 | 0 | 0 | 0 | -0.002 | 0.019 | 0.2 | 0 | 0 | 0 | 0 | 50.01 | 68 | 420 | 420 | 6 | 0.0567 | 0.0567 | 0.0008
Imaging - C&I | Monochrom | Imaging - C&IMonochrom | 18008 | Printer | [6 empty] | Hotel | 0.019 | 0.2 | -0.002 | 0.019 | 0.2 | 0 | 0 | 0.2 | 0 | 0 | 0 | 0 | 0 | 0 | -0.002 | 0.019 | 0.2 | 0 | 0 | 0 | 0 | 68.01 | 80 | 597 | 597 | 6 | 0.0806 | 0.0806 | 0.0008
Imaging - C&I | Monochrom | Imaging - C&IMonochrom | 18008 | Multifunction Device | [6 empty] | Large Office | 0.019 | 0.2 | -0.002 | 0.019 | 0.2 | 0 | 0 | 0.2 | 0 | 0 | 0 | 0 | 0 | 0 | -0.002 | 0.019 | 0.2 | 0 | 0 | 0 | 0 | 80.01 | N/A | 764 | 764 | 6 | 0.1031 | 0.1031 | 0.0008
Imaging - C&I | Ink Jet | Imaging - C&IInk Jet | 18009 | Printer | [6 empty] | Large Retail | 0.023 | 0.2 | -0.002 | 0.023 | 0.2 | 0 | 0 | 0.2 | 0 | 0 | 0 | 0 | 0 | 0 | -0.002 | 0.023 | 0.2 | 0 | 0 | 0 | 0
Imaging - C&I | Ink Jet | Imaging - C&IInk Jet | 18009 | Multifunction Device | [6 empty] | University | 0.02 | 0.2 | -0.003 | 0.02 | 0.2 | 0 | 0 | 0.2 | 0 | 0 | 0 | 0 | 0 | 0 | -0.003 | 0.02 | 0.2 | 0 | 0 | 0 | 0 | Copier |  | ESF |  |  | DSF
Uninterruptible Power Supply (UPS) | Any | Uninterruptible Power Supply (UPS)Any | 18016 | Voltage and Frequency Dependent (VFD) | [28 empty] | Min | Max | Laser | Monochrome | Ink Jet | Laser | Monochrome | Ink Jet
Uninterruptible Power Supply (UPS) | Any | Uninterruptible Power Supply (UPS)Any | 18016 | Voltage Independent (VI) | [9 empty] | 0 | 5 |  | 37 |  |  | 0.005
Uninterruptible Power Supply (UPS) | Any | Uninterruptible Power Supply (UPS)Any | 18016 | Voltage and Frequency Independent (VFI) | [28 empty] | 5.01 | 15 |  | 26 |  |  | 0.0035
Vending Machine Control | Non-Refrigerated | Vending Machine ControlNon-Refrigerated | 18017 | Occupancy Sensor | [28 empty] | 15.01 | 20 |  | 10 |  |  | 0.0011
Vending Machine Control | Non-Refrigerated | Vending Machine ControlNon-Refrigerated | 18017 | Time Clock | [28 empty] | 20.01 | 30 |  | 42 |  |  | 0.0057
Vending Machine Control | Refrigerated | Vending Machine ControlRefrigerated | 18018 | Occupancy Sensor | [28 empty] | 30.01 | 40 |  | 50 |  |  | 0.0068
Vending Machine Control | Refrigerated | Vending Machine ControlRefrigerated | 18018 | Time Clock | [28 empty] | 40.01 | 65 |  | 181 |  |  | 0.0244
[33 empty] | 65.01 | 82 |  | 372 |  |  | 0.0502
[33 empty] | 82.01 | 90 |  | 469 |  |  | 0.0633

## M03-S09
|  | WELCOME |  | INSTRUCTIONS | [20 empty] | Sign OBR: Repayment Agreement |  |  | Sign Project Completion Certification |  | INCENTIVE RATES & REQUIREMENTS |  |  |  | ( CONTACT US
[10 empty] | Program Type: | Prescriptive |  |  |  |  | Site Name: | [Project Name] |  |  |  | Status: | Draft Pre-Application |  |  |  |  | Estimated Incentive: | 0 |  | OBR Amt Requested:
0%
[33 empty] | Progress | [5 empty] | No Savings for PC Summary | FALSE
|  |  | Lighting & Lighting Controls |  | HVAC |  | HVAC Controls |  | Heating |  |  |  | Water Heating & Boilers |  | Refrigeration |  |  | Food Service |  | Agriculture |  |  | Plug Load |  | Residential Appliances |  |  | Miscellaneous
[13 empty] | 0 |  | 0 |  |  | 0 |  | 0 |  |  |  | Total Taxes & Ancillary Cost (From Invoice): | [30 empty] | DO NOT DRAG DOWN - Line 1 different formula
[13 empty] | Section Cost |  | Section Incentive |  |  | Section Savings |  | Section Savings
| Install Location |  | Proposed Measure Category |  |  | Sub-Category |  | Quantity Type |  |  |  | Quantity |  | Manufacturer |  |  | Model |  | Equipment Details |  |  | Secondary Quantity Type |  | Secondary Quantity |  | Total Measure Cost |  |  | Total Cost | Estimated Incentive | Electric Savings |  |  | Natural Gas Savings | Verified Qty | Comments | Status | Measure Number | Calc Type | Incentive Unit Type | Incentive Units | Incentive/Unit | Incentive Total | Incentive Cap | Reported kWh Savings | Reported kW Savings | Reported thm Savings | Customer kWh Savings | Customer kW Savings | Customer thm Savings | Savings Status | eTrack Equipment Type | ESF | DSF | Taxes | Labor + Taxes | Labor/Taxes + Material | NTG Factor | Measure life | rr_kwh | rr_kw | rr_therms
[14 empty] | Serial Number | [11 empty] | Material |  | Labor | [34 empty] | Gross Source kWh | Net Site kWh | Net Source kWh | Gross Site Lifetime kWh | Gross Source Lifetime kWh | Net Site Lifetime kWh | Net Source Lifetime kWh | Gross Source therms | Net Site therms | Net Source therms | Gross Site Lifetime therms | Gross Source Lifetime therms | Net Site Lifetime therms | Net Source Lifetime therms | Gross Site MMBTU | Gross Source MMBTU | Net Site MMBTU | Net Source MMBTU | Gross Site Lifetime MMBTU | Gross Source Lifetime MMBTU | Net Site Lifetime MMBTU | Net Source Lifetime MMBTU | Peak Day Therm | Reported Net Source kW | Reported Net Site kW | Reported Net Source Peak Day therm | Actual Net Source Peak Day therm | Reported Net Site Peak Day therm | Actual Net Site Peak Day therm | Actual Gross Site MMBTU | Actual Gross Source MMBTU | Actual Net Site MMBTU | Actual Net Source MMBTU | Actual Gross Site Lifetime MMBTU | Actual Gross Source Lifetime MMBTU | Actual Net Site Lifetime MMBTU | Actual Net Source Lifetime MMBTU
1
2
3
4
5
6
7
8
9
10
11
12
13
14
15
16
17
18
19
PSE&G C&I Energy Efficiency Program | [7 empty] | © 2026 TRC Companies, Inc. TRC Companies, Inc. and its affiliates reserve all rights associated with this body of work. Content cannot be edited or replicated without the express, written consent of TRC Companies, Inc. or its affiliates. | [23 empty] | Prescriptive Incentive Application
1-844-300-PSEG (7734)
PSEGenergysaver@TRCcompanies.com | [16 empty] | V2.1 Effective Date 4/24/2026 | [14 empty] | This is a TRC tool
Participation Agreement
Project Information
Customer Information
Equipment Input
Payment
Project Review
Trade Ally / Contractor Information
On-Bill Repayment
Union Information

## M03-S10
|  | WELCOME |  | INSTRUCTIONS | [20 empty] | Sign OBR: Repayment Agreement |  |  | Sign Project Completion Certification |  |  | INCENTIVE RATES & REQUIREMENTS |  |  | ( CONTACT US
[9 empty] | Program Type: | Prescriptive |  |  |  |  | Site Name: | [Project Name] |  |  |  | Status: | Draft Pre-Application |  |  |  |  | Estimated Incentive: | 0 |  |  | OBR Amt Requested:
0%
[33 empty] | Progress |  |  |  |  | No Savings for PC Summary | FALSE
|  |  | Lighting & Lighting Controls |  | HVAC |  | HVAC Controls | Heating |  |  | Water Heating & Boilers |  |  | Refrigeration |  |  |  | Food Service | Agriculture |  |  | Plug Load |  |  | Residential Appliances |  |  | Miscellaneous
[11 empty] | 0 |  |  | 0 |  |  |  | 0 | 0 |  |  |  | Total Taxes & Ancillary Cost (From Invoice): | [47 empty] | DO NOT DRAG DOWN - Line 1 different formula
[11 empty] | Section Cost |  |  | Section Incentive |  |  |  | Section Savings | Section Savings
Labor/Taxes + Material
| Install Location | Proposed Measure Category |  |  |  | Sub-Category |  |  |  | Quantity Type |  | Quantity | Manufacturer |  |  |  |  | Model | Equipment Type |  |  | Capacity Type |  | Capacity |  | Total Measure Cost |  |  | Total Cost |  | Estimated Incentive | Electric Savings |  | Natural Gas Savings | Verified Qty | Comments | Status | Measure Number | Calc Type | Incentive Unit Type | Incentive Units | Incentive/Unit | Incentive Total | Incentive Cap | Reported kWh Savings | Reported kW Savings | Reported thm Savings | Customer kWh Savings | Customer kW Savings | Customer thm Savings | CF | Fwasherq | IMEFb | IMEFq | FDhwq | Fdryerq | kwhwashervalue | thermswashervalue | TRM Equipment Type | TRM Operation Hours | User Entered Operation Hours | EFLH (Cool) | L/kWh_base | L/kWh_ee | CEER_base | CEER_ee | Dryer Cycles | Min | Max | Savings Status | Taxes | Labor + Taxes |  | NTG Factor | Measure life | rr_kwh | rr_kw | rr_therms
[13 empty] | Serial Number | [12 empty] | Material |  | Labor | [50 empty] | Gross Source kWh | Net Site kWh | Net Source kWh | Gross Site Lifetime kWh | Gross Source Lifetime kWh | Net Site Lifetime kWh | Net Source Lifetime kWh | Gross Source therms | Net Site therms | Net Source therms | Gross Site Lifetime therms | Gross Source Lifetime therms | Net Site Lifetime therms | Net Source Lifetime therms | Gross Site MMBTU | Gross Source MMBTU | Net Site MMBTU | Net Source MMBTU | Gross Site Lifetime MMBTU | Gross Source Lifetime MMBTU | Net Site Lifetime MMBTU | Net Source Lifetime MMBTU | Peak Day Therm | Reported Net Source kW | Reported Net Site kW | Reported Net Source Peak Day therm | Actual Net Source Peak Day therm | Reported Net Site Peak Day therm | Actual Net Site Peak Day therm | Actual Gross Site MMBTU | Actual Gross Source MMBTU | Actual Net Site MMBTU | Actual Net Source MMBTU | Actual Gross Site Lifetime MMBTU | Actual Gross Source Lifetime MMBTU | Actual Net Site Lifetime MMBTU | Actual Net Source Lifetime MMBTU
1
2
3
4
5
6
7
8
9
10
11
12
13
14
15
16
17
18
19
20
21
22
23
24
25
26
27
28
29
30
31
32
33
34
35
36
37
38
39
| PSE&G C&I Energy Efficiency Program | [6 empty] | © 2026 TRC Companies, Inc. TRC Companies, Inc. and its affiliates reserve all rights associated with this body of work. Content cannot be edited or replicated without the express, written consent of TRC Companies, Inc. or its affiliates. | [24 empty] | Prescriptive Incentive Application
1-844-300-PSEG (7734)
| PSEGenergysaver@TRCcompanies.com | [15 empty] | V2.1 Effective Date 4/24/2026 | [15 empty] | This is a TRC tool
Participation Agreement
Project Information
Customer Information
Equipment Input
Payment
Project Review
Trade Ally / Contractor Information
On-Bill Repayment
Union Information

## DATA TABLES_Residential App (hidden)
[15 empty] | Category | Sub-Category | Measure Lookup | Equipment Type | etrack Equipment Type | Identifer
Res Clothes Washers |  |  |  | Space Conditioning | 0 | [9 empty] | Clothes Dryer - Tier 1 (with Moisture Sensor) | Electric | Clothes Dryer - Tier 1 (with Moisture Sensor)Electric | Standard Vented Electric ≥ 4.4 ft^3 | Ventless or Vented Electric, Standard>=4.4 ft3 | Clothes Dryer - Tier 1 (with Moisture Sensor)ElectricStandard Vented Electric ≥ 4.4 ft^3
pg 247 | [14 empty] | Clothes Dryer - Tier 1 (with Moisture Sensor) | Electric | Clothes Dryer - Tier 1 (with Moisture Sensor)Electric | Standard Ventless Electric ≥ 4.4 ft^3 | Ventless or Vented Electric, Standard>=4.4 ft3 | Clothes Dryer - Tier 1 (with Moisture Sensor)ElectricStandard Ventless Electric ≥ 4.4 ft^3
Component | Type | Value |  | Space Conditioning | HVAC_c | HVAC_g | HVAC_d | [7 empty] | Clothes Dryer - Tier 1 (with Moisture Sensor) | Electric | Clothes Dryer - Tier 1 (with Moisture Sensor)Electric | Compact Vented Electric (120V) < 4.4 ft^3 | Ventless or Vented Electric, Compact (120V)<4.4 ft3 | Clothes Dryer - Tier 1 (with Moisture Sensor)ElectricCompact Vented Electric (120V) < 4.4 ft^3
ESavCW1 | Fixed | 55 | kWh | Electric Cooling & Gas Heat | 0.08 | -0.002 | 0.175 | [7 empty] | Clothes Dryer - Tier 1 (with Moisture Sensor) | Electric | Clothes Dryer - Tier 1 (with Moisture Sensor)Electric | Compact Ventless Electric (120V) < 4.4 ft^3 | Ventless or Vented Electric, Compact (120V)<4.4 ft3 | Clothes Dryer - Tier 1 (with Moisture Sensor)ElectricCompact Ventless Electric (120V) < 4.4 ft^3
GsavCW1 | Fixed | 4.8 | therms | Electric Cooling & Oil Heat | 0.08 | 0 | 0.175 | [7 empty] | Clothes Dryer - Tier 1 (with Moisture Sensor) | Electric | Clothes Dryer - Tier 1 (with Moisture Sensor)Electric | Compact Vented Electric (240V) < 4.4 ft^3 | Vented Electric, Compact (240V)<4.4 ft3 | Clothes Dryer - Tier 1 (with Moisture Sensor)ElectricCompact Vented Electric (240V) < 4.4 ft^3
DSavCW1 | Fixed | 0.005 | kW | Electric Cooling & Propane Heat | 0.08 | 0 | 0.175 | [7 empty] | Clothes Dryer - Tier 1 (with Moisture Sensor) | Electric | Clothes Dryer - Tier 1 (with Moisture Sensor)Electric | Compact Ventless Electric (240V) < 4.4 ft^3 | Ventless Electric, Compact (240V)<4.4 ft3 | Clothes Dryer - Tier 1 (with Moisture Sensor)ElectricCompact Ventless Electric (240V) < 4.4 ft^3
WSavCW1 | Fixed | 2175 | gallons | Electric Cooling & Resistance Heat | 0.08 | 0 | 0.175 | [7 empty] | Clothes Dryer - Tier 2 | Electric | Clothes Dryer - Tier 2Electric | Standard Vented Electric ≥ 4.4 ft^3 | Ventless or Vented Electric, Standard>=4.4 ft3 | Clothes Dryer - Tier 2ElectricStandard Vented Electric ≥ 4.4 ft^3
ESavCW2 | Fixed | 61 | kWh | Heat Pump | 0.08 | 0 | 0.175 | [7 empty] | Clothes Dryer - Tier 2 | Electric | Clothes Dryer - Tier 2Electric | Standard Ventless Electric ≥ 4.4 ft^3 | Ventless or Vented Electric, Standard>=4.4 ft3 | Clothes Dryer - Tier 2ElectricStandard Ventless Electric ≥ 4.4 ft^3
GsavCW2 | Fixed | 9 | therms | Natural Gas Heat Only | 0 | -0.002 | 0 | [7 empty] | Clothes Dryer - Tier 2 | Electric | Clothes Dryer - Tier 2Electric | Compact Vented Electric (120V) < 4.4 ft^3 | Ventless or Vented Electric, Compact (120V)<4.4 ft3 | Clothes Dryer - Tier 2ElectricCompact Vented Electric (120V) < 4.4 ft^3
DSavCW2 | Fixed | 0.006 | kW | No Electric Cooling (Electric Resistance Heat Only) | 0 | 0 | 0 | [7 empty] | Clothes Dryer - Tier 2 | Electric | Clothes Dryer - Tier 2Electric | Compact Ventless Electric (120V) < 4.4 ft^3 | Ventless or Vented Electric, Compact (120V)<4.4 ft3 | Clothes Dryer - Tier 2ElectricCompact Ventless Electric (120V) < 4.4 ft^3
WSavCW2 | Fixed | 2966 | gallons | No Electric Cooling (Oil/Propane/Steam/No Heat) | 0 | 0 | 0 | [7 empty] | Clothes Dryer - Tier 2 | Electric | Clothes Dryer - Tier 2Electric | Compact Vented Electric (240V) < 4.4 ft^3 | Vented Electric, Compact (240V)<4.4 ft3 | Clothes Dryer - Tier 2ElectricCompact Vented Electric (240V) < 4.4 ft^3
[15 empty] | Clothes Dryer - Tier 2 | Electric | Clothes Dryer - Tier 2Electric | Compact Ventless Electric (240V) < 4.4 ft^3 | Ventless Electric, Compact (240V)<4.4 ft3 | Clothes Dryer - Tier 2ElectricCompact Ventless Electric (240V) < 4.4 ft^3
|  |  |  | Freezer_HVAC_c | #N/A | [9 empty] | Clothes Dryer - Tier 2 | Gas | Clothes Dryer - Tier 2Gas |  | Vented Gas Dryer | Clothes Dryer - Tier 2Gas
Res Electric Clothes Dryers |  |  |  | Freezer_HVAC_g | #N/A | [9 empty] | Clothes Dryer Modulating Valve | Gas | Clothes Dryer Modulating ValveGas | Coin-Operated Laundromats |  | Clothes Dryer Modulating ValveGasCoin-Operated Laundromats
pg 243 |  |  |  | Freezer_HVAC_d | #N/A | [9 empty] | Clothes Dryer Modulating Valve | Gas | Clothes Dryer Modulating ValveGas | On-Premise Laundromats |  | Clothes Dryer Modulating ValveGasOn-Premise Laundromats
Component | Type | Value | [12 empty] | Clothes Washer - Tier 1 | Electric | Clothes Washer - Tier 1Electric | Top Load, < 1.6 ft^3 |  | Clothes Washer - Tier 1ElectricTop Load, < 1.6 ft^3
ESavCDE1 | Fixed | 186 | kWh | Dryer Type | Load | F_Elec,b | F_Elec,q | F_Fuel,b | F_Fuel,q | CEF_B | CEF_Q |  |  |  | Clothes Washer - Tier 1 | Electric | Clothes Washer - Tier 1Electric | Top Load, ≥ 1.6 ft^3 and ≤ 2.5 ft^3 |  | Clothes Washer - Tier 1ElectricTop Load, ≥ 1.6 ft^3 and ≤ 2.5 ft^3
DSavCDE1 | Fixed | 0.016 | kW | Vented Gas | 8.45 | 0.16 | 0.16 | 0.84 | 0.84 | 3.3 | 3.48 |  |  |  | Clothes Washer - Tier 1 | Electric | Clothes Washer - Tier 1Electric | Top Load, > 2.5 ft^3 |  | Clothes Washer - Tier 1ElectricTop Load, > 2.5 ft^3
ESavCDE2 | Fixed | 388 | kWh | Standard Vented Electric ≥ 4.4 ft^3 | 8.45 | 1 | 1 | 0 | 0 | 3.73 | 3.93 |  |  |  | Clothes Washer - Tier 1 | Electric | Clothes Washer - Tier 1Electric | Front Load, < 1.6 ft^3 |  | Clothes Washer - Tier 1ElectricFront Load, < 1.6 ft^3
DSavCDE2 | Fixed | 0.029 | kW | Standard Ventless Electric ≥ 4.4 ft^3 | 8.45 | 1 | 1 | 0 | 0 | 3.73 | 3.93 |  |  |  | Clothes Washer - Tier 1 | Electric | Clothes Washer - Tier 1Electric | Front Load, ≥ 1.6 ft^3 and ≤ 2.5 ft^3 |  | Clothes Washer - Tier 1ElectricFront Load, ≥ 1.6 ft^3 and ≤ 2.5 ft^3
CF | Fixed | 1 |  | Compact Vented Electric (120V) < 4.4 ft^3 | 3 | 1 | 1 | 0 | 0 | 3.61 | 3.8 |  |  |  | Clothes Washer - Tier 1 | Electric | Clothes Washer - Tier 1Electric | Front Load, > 2.5 ft^3 |  | Clothes Washer - Tier 1ElectricFront Load, > 2.5 ft^3
|  |  |  | Compact Ventless Electric (120V) < 4.4 ft^3 | 3 | 1 | 1 | 0 | 0 | 3.61 | 3.8 |  |  |  | Clothes Washer - Tier 2 | Electric | Clothes Washer - Tier 2Electric | Top Load, < 1.6 ft^3 |  | Clothes Washer - Tier 2ElectricTop Load, < 1.6 ft^3
|  |  |  | Compact Vented Electric (240V) < 4.4 ft^3 | 3 | 1 | 1 | 0 | 0 | 3.27 | 3.45 |  |  |  | Clothes Washer - Tier 2 | Electric | Clothes Washer - Tier 2Electric | Top Load, ≥ 1.6 ft^3 and ≤ 2.5 ft^3 |  | Clothes Washer - Tier 2ElectricTop Load, ≥ 1.6 ft^3 and ≤ 2.5 ft^3
Res Gas Clothes Dryers |  |  |  | Compact Ventless Electric (240V) < 4.4 ft^3 | 3 | 1 | 1 | 0 | 0 | 2.55 | 2.68 |  |  |  | Clothes Washer - Tier 2 | Electric | Clothes Washer - Tier 2Electric | Top Load, > 2.5 ft^3 |  | Clothes Washer - Tier 2ElectricTop Load, > 2.5 ft^3
pg 258 | [14 empty] | Clothes Washer - Tier 2 | Electric | Clothes Washer - Tier 2Electric | Front Load, < 1.6 ft^3 |  | Clothes Washer - Tier 2ElectricFront Load, < 1.6 ft^3
Component | Type | Value |  | Washer Type | IMEF_B | IWF_B | Tier 1 IMEF_Q | Tier 2 IMEF_Q | Tier 1 F_Washer,q | Tier 1 F_DHW,q | Tier 1 F_Dryer,q | Tier 2 F_Washer,q | Tier 2 F_DHW,q | Tier 2 F_Dryer,q | Clothes Washer - Tier 2 | Electric | Clothes Washer - Tier 2Electric | Front Load, ≥ 1.6 ft^3 and ≤ 2.5 ft^3 |  | Clothes Washer - Tier 2ElectricFront Load, ≥ 1.6 ft^3 and ≤ 2.5 ft^3
ESavCDG1 | Fixed | 9 | kWh | Top Load, < 1.6 ft^3 | 1.15 | 12 | 2.07 | 2.2 | 0.08 | 0.72 | 0.2 | 0.08 | 0.72 | 0.2 | Clothes Washer - Tier 2 | Electric | Clothes Washer - Tier 2Electric | Front Load, > 2.5 ft^3 |  | Clothes Washer - Tier 2ElectricFront Load, > 2.5 ft^3
DSavCDG1 | Fixed | 0.001 | kW | Top Load, ≥ 1.6 ft^3 and ≤ 2.5 ft^3 | 1.57 | 6.5 | 2.07 | 2.2 | 0.08 | 0.72 | 0.2 | 0.08 | 0.72 | 0.2 | Room Air Conditioner w/ Louvered Sides | w/o Reverse Cycle | Room Air Conditioner w/ Louvered Sidesw/o Reverse Cycle |  | Without reverse cycle | Room Air Conditioner w/ Louvered Sidesw/o Reverse Cycle
GSavCDG1 | Fixed | 5.8 | therms | Top Load, > 2.5 ft^3 | 1.57 | 6.5 | 2.76 | 2.92 | 0.05 | 0.63 | 0.32 | 0.1 | 0.87 | 0.03 | Room Air Conditioner w/ Louvered Sides | w/ Reverse Cycle | Room Air Conditioner w/ Louvered Sidesw/ Reverse Cycle |  | With reverse cycle | Room Air Conditioner w/ Louvered Sidesw/ Reverse Cycle
ESavCDG2 | Fixed | 42.94 | kWh | Front Load, < 1.6 ft^3 | 1.13 | 8.3 | 2.07 | 2.2 | 0.08 | 0.72 | 0.2 | 0.08 | 0.72 | 0.2 | Room Air Conditioner w/ Louvered Sides | Casement Only | Room Air Conditioner w/ Louvered SidesCasement Only |  | Casement only | Room Air Conditioner w/ Louvered SidesCasement Only
DSavCDG2 | Fixed | 0.003 | kW | Front Load, ≥ 1.6 ft^3 and ≤ 2.5 ft^3 | 1.84 | 4.7 | 2.07 | 2.2 | 0.08 | 0.72 | 0.2 | 0.08 | 0.72 | 0.2 | Room Air Conditioner w/ Louvered Sides | Casement Slider | Room Air Conditioner w/ Louvered SidesCasement Slider |  | Casement Slider | Room Air Conditioner w/ Louvered SidesCasement Slider
GSavCDG2 | Fixed | 7.69 | therms | Front Load, > 2.5 ft^3 | 1.84 | 4.7 | 2.76 | 2.92 | 0.05 | 0.63 | 0.32 | 0.1 | 0.87 | 0.03 | Room Air Conditioner w/o Louvered Sides | w/o Reverse Cycle | Room Air Conditioner w/o Louvered Sidesw/o Reverse Cycle |  | Without reverse cycle | Room Air Conditioner w/o Louvered Sidesw/o Reverse Cycle
CF | Fixed | 1 | [12 empty] | Room Air Conditioner w/o Louvered Sides | w/ Reverse Cycle | Room Air Conditioner w/o Louvered Sidesw/ Reverse Cycle |  | With reverse cycle | Room Air Conditioner w/o Louvered Sidesw/ Reverse Cycle
|  |  |  | Water Cooler Type | kWh_b | kWh_q | [8 empty] | Room Air Conditioner w/o Louvered Sides | Casement Only | Room Air Conditioner w/o Louvered SidesCasement Only |  | Casement only | Room Air Conditioner w/o Louvered SidesCasement Only
|  |  |  | Cold Only | 0.16 | 0.16 | [8 empty] | Room Air Conditioner w/o Louvered Sides | Casement Slider | Room Air Conditioner w/o Louvered SidesCasement Slider |  | Casement Slider | Room Air Conditioner w/o Louvered SidesCasement Slider
Res Refrigerators |  |  |  | Hot & Cold Storage - Low Capacity | 0.87 | 0.68 | [8 empty] | Water Cooler | Cold Only | Water CoolerCold Only |  | Cold Only | Water CoolerCold Only
pg 262 |  |  |  | Hot & Cold Storage - High Capacity | 0.87 | 0.8 | [8 empty] | Water Cooler | Hot & Cold Storage - Low Capacity | Water CoolerHot & Cold Storage - Low Capacity |  | Hot & Cold - Low Capacity | Water CoolerHot & Cold Storage - Low Capacity
Component | Type | Value |  | Hot & Cold On-Demand | 0.18 | 0.18 | [8 empty] | Water Cooler | Hot & Cold Storage - High Capacity | Water CoolerHot & Cold Storage - High Capacity |  | Hot & Cold - High Capacity | Water CoolerHot & Cold Storage - High Capacity
ESavREF1 | Fixed | 59 | kWh | [11 empty] | Water Cooler | Hot & Cold On-Demand | Water CoolerHot & Cold On-Demand |  | Hot & Cold On-Demand | Water CoolerHot & Cold On-Demand
DSavREF1 | Fixed | 0.007 | kW
ESavREF2 | Fixed | 89 | kWh
DSavREF2 | Fixed | 0.01 | kW
CF | Fixed | 1
|  |  |  | Category | Sub-category | Full Measure Name | Min | Max | CEER_ee | CEER_base
|  |  |  | Room Air Conditioner w/ Louvered Sides | Casement Only | Room Air Conditioner w/ Louvered SidesCasement Only | 0 | 999999 | 10.5 | 9.5
|  |  |  | Room Air Conditioner w/ Louvered Sides | Casement Slider | Room Air Conditioner w/ Louvered SidesCasement Slider | 0 | 999999 | 11.4 | 10.4
|  |  |  | Room Air Conditioner w/ Louvered Sides | w/ Reverse Cycle | Room Air Conditioner w/ Louvered Sidesw/ Reverse Cycle | 0.01 | 19999.99 | 10.8 | 9.8
|  |  |  | Room Air Conditioner w/ Louvered Sides | w/ Reverse Cycle | Room Air Conditioner w/ Louvered Sidesw/ Reverse Cycle | 20000 | 999999 | 10.2 | 9.3
|  |  |  | Room Air Conditioner w/ Louvered Sides | w/o Reverse Cycle | Room Air Conditioner w/ Louvered Sidesw/o Reverse Cycle | 0.01 | 5999.99 | 12.1 | 11
|  |  |  | Room Air Conditioner w/ Louvered Sides | w/o Reverse Cycle | Room Air Conditioner w/ Louvered Sidesw/o Reverse Cycle | 6000 | 7999.99 | 12.1 | 11
|  |  |  | Room Air Conditioner w/ Louvered Sides | w/o Reverse Cycle | Room Air Conditioner w/ Louvered Sidesw/o Reverse Cycle | 8000 | 10999.99 | 12 | 10.9
|  |  |  | Room Air Conditioner w/ Louvered Sides | w/o Reverse Cycle | Room Air Conditioner w/ Louvered Sidesw/o Reverse Cycle | 11000 | 13999.99 | 12 | 10.9
|  |  |  | Room Air Conditioner w/ Louvered Sides | w/o Reverse Cycle | Room Air Conditioner w/ Louvered Sidesw/o Reverse Cycle | 14000 | 19999.99 | 11.8 | 10.7
|  |  |  | Room Air Conditioner w/ Louvered Sides | w/o Reverse Cycle | Room Air Conditioner w/ Louvered Sidesw/o Reverse Cycle | 20000 | 27999.99 | 10.3 | 9.4
|  |  |  | Room Air Conditioner w/ Louvered Sides | w/o Reverse Cycle | Room Air Conditioner w/ Louvered Sidesw/o Reverse Cycle | 28000 | 999999 | 9.9 | 9
|  |  |  | Room Air Conditioner w/o Louvered Sides | Casement Only | Room Air Conditioner w/o Louvered SidesCasement Only | 0 | 999999 | 10.5 | 9.5
|  |  |  | Room Air Conditioner w/o Louvered Sides | Casement Slider | Room Air Conditioner w/o Louvered SidesCasement Slider | 0 | 999999 | 11.4 | 10.4
|  |  |  | Room Air Conditioner w/o Louvered Sides | w/ Reverse Cycle | Room Air Conditioner w/o Louvered Sidesw/ Reverse Cycle | 0.01 | 13999.99 | 10.2 | 9.3
|  |  |  | Room Air Conditioner w/o Louvered Sides | w/ Reverse Cycle | Room Air Conditioner w/o Louvered Sidesw/ Reverse Cycle | 14000 | 999999 | 9.6 | 8.7
|  |  |  | Room Air Conditioner w/o Louvered Sides | w/o Reverse Cycle | Room Air Conditioner w/o Louvered Sidesw/o Reverse Cycle | 0.01 | 5999.99 | 11 | 10
|  |  |  | Room Air Conditioner w/o Louvered Sides | w/o Reverse Cycle | Room Air Conditioner w/o Louvered Sidesw/o Reverse Cycle | 6000 | 7999.99 | 11 | 10
|  |  |  | Room Air Conditioner w/o Louvered Sides | w/o Reverse Cycle | Room Air Conditioner w/o Louvered Sidesw/o Reverse Cycle | 8000 | 10999.99 | 10.6 | 10
|  |  |  | Room Air Conditioner w/o Louvered Sides | w/o Reverse Cycle | Room Air Conditioner w/o Louvered Sidesw/o Reverse Cycle | 11000 | 13999.99 | 10.5 | 9.6
|  |  |  | Room Air Conditioner w/o Louvered Sides | w/o Reverse Cycle | Room Air Conditioner w/o Louvered Sidesw/o Reverse Cycle | 14000 | 19999.99 | 10.2 | 9.5
|  |  |  | Room Air Conditioner w/o Louvered Sides | w/o Reverse Cycle | Room Air Conditioner w/o Louvered Sidesw/o Reverse Cycle | 20000 | 27999.99 | 10.3 | 9.3
|  |  |  | Room Air Conditioner w/o Louvered Sides | w/o Reverse Cycle | Room Air Conditioner w/o Louvered Sidesw/o Reverse Cycle | 28000 | 999999 | 10.3 | 9.3
PY5 page 320
|  |  |  | Application | Cycles per Year
|  |  |  | Coin-Operated Laundromats | 1483
|  |  |  | On-Premise Laundromats | 3607

## M03-S11
|  | WELCOME |  | INSTRUCTIONS | [21 empty] | Sign OBR: Repayment Agreement |  |  | Sign Project Completion Certification |  | INCENTIVE RATES & REQUIREMENTS |  |  |  | ( CONTACT US
[9 empty] | Program Type: | Prescriptive |  |  |  | Site Name: | [Project Name] |  |  |  |  | Status: | Draft Pre-Application | [6 empty] | Estimated Incentive: | 0 |  | OBR Amt Requested:
0%
Progress
|  |  | Lighting & Lighting Controls |  | HVAC | HVAC Controls |  | Heating |  |  | Water Heating & Boilers |  | Refrigeration |  |  | Food Service |  |  | Agriculture |  |  |  | Plug Load |  |  | Residential Appliances |  |  | Miscellaneous
[48 empty] | No Savings for PC Summary | FALSE
[11 empty] | 0 |  | 0 |  |  | 0 |  |  | 0 |  |  |  |  | Total Taxes & Ancillary Cost (From Invoice):
DO NOT DRAG DOWN - Line 1 different formula
[11 empty] | Section Cost |  | Section Incentive |  |  | Section Savings |  |  | Section Savings
[39 empty] | Existing Equipment (Custom Only) |  |  | Proposed Equipment (Custom Only)
| Install Location | Proposed Measure Category | [7 empty] | Sub-Category |  | Quantity Type | Quantity |  | Manufacturer |  | Model | Second Quantity Type |  |  | Second Quantity | Water Heating Fuel |  |  | Baseline System Type |  | Total Measure Cost |  |  | Total Cost | Estimated Incentive | Electric Savings |  |  | Natural Gas Savings | Verified Qty | Comments |  | Total Annual Usage (kWh) | Total Annual Demand (kW) | Total Annual Usage (thm) | Total Annual Usage (kWh) | Total Annual Demand (kW) | Total Annual Usage (thm) | Status | Measure Number | Calc Type | Incentive Unit Type | Incentive Units | Incentive/Unit | Incentive Total | Incentive Cap | Reported kWh Savings | Reported kW Savings | Reported thm Savings | Customer kWh Savings | Customer kW Savings | Customer thm Savings | CF | TRM Operation Hours | Clothes Washer Savings (kWh) | Water Heating Savings (kWh) | Water Heating Savings (MMBTU) | Dryer Savings (kWh) | Dryer Savings (MMBTU) | Total Base Consumption (kWh) | Total Proposed Consumption (kWh) | Base Consumption (kWh) | Proposed Consumption (kWh) | Base Rated Consumption (kWh) | Eff Rated Consumption (kWh) | # Cycles/Year | # Cycles/Year Ref | Proposed Washer Capacity (cu.ft.) | Baseline MEF | Proposed MEF | % Clothes Washer Energy | % DHW Energy | Dryer Usage Factor | Dryer Usage Modifier | % Loads Dried | Electric DHW Factor | DHW_Eff | MMBTU_convert | DHW_gas | Dryer_gas | Dryer_gas,corr | Electric Dryer Factor | Dryer Load Weight | F_fuel | T_amb | T_Pipe | Savings Status | eTrack PreFixture | Taxes | Labor + Taxes | Labor/Taxes + Material | [7 empty] | Baseline System Type | etrack Equipment Type | etrack PreControl | etrack Existing Equipment Type 2 | etrack Size1 Units | etrack ExistingEquipOperational1
[15 empty] | Serial Number | [11 empty] | Material |  | Labor | [68 empty] | Dryer Fuel | Insulation Type | Insulation Thickness (in.) | Pipe Type | Pipe Size | Savings Factor | Baseline Flow Rate | [6 empty] | NTG Factor | Measure life | rr_kwh | rr_kw | rr_therms | Gross Source kWh | Net Site kWh | Net Source kWh | Gross Site Lifetime kWh | Gross Source Lifetime kWh | Net Site Lifetime kWh | Net Source Lifetime kWh | Gross Source therms | Net Site therms | Net Source therms | Gross Site Lifetime therms | Gross Source Lifetime therms | Net Site Lifetime therms | Net Source Lifetime therms | Gross Site MMBTU | Gross Source MMBTU | Net Site MMBTU | Net Source MMBTU | Gross Site Lifetime MMBTU | Gross Source Lifetime MMBTU | Net Site Lifetime MMBTU | Net Source Lifetime MMBTU | Peak Day Therm | Reported Net Source kW | Reported Net Site kW | Reported Net Source Peak Day therm | Actual Net Source Peak Day therm | Reported Net Site Peak Day therm | Actual Net Site Peak Day therm | Actual Gross Site MMBTU | Actual Gross Source MMBTU | Actual Net Site MMBTU | Actual Net Source MMBTU | Actual Gross Site Lifetime MMBTU | Actual Gross Source Lifetime MMBTU | Actual Net Site Lifetime MMBTU | Actual Net Source Lifetime MMBTU
1
2
3
4
5
6
7
8
9
10
11
PSE&G C&I Energy Efficiency Program | [6 empty] | © 2026 TRC Companies, Inc. TRC Companies, Inc. and its affiliates reserve all rights associated with this body of work. Content cannot be edited or replicated without the express, written consent of TRC Companies, Inc. or its affiliates. | [25 empty] | Prescriptive Incentive Application
1-844-300-PSEG (7734)
PSEGenergysaver@TRCcompanies.com | [14 empty] | V2.1 Effective Date 4/24/2026 | [17 empty] | This is a TRC tool |  |  |  |  | 288
Participation Agreement
Project Information
Customer Information
Equipment Input
Payment
Project Review
Trade Ally / Contractor Information
On-Bill Repayment
Union Information

## DATA TABLES_Misc (hidden)
Commercial Clothes Washer (Electric)
PSE&G TRM: CI-M-CCWE | [14 empty] | Insulation Thickness | etrackPreControl
Baseline | >= | >= |  |  | CW Type | Baseline MEF | Proposed MEF | Baseline WF | Proposed WF | [5 empty] | 0.5 | 0.5 in
Efficiency Level | Modified Energy Factor (MEF) - Front Loading | Modified Energy Factor (MEF) - Top Loading |  |  | Front Loading | 2 | 2.2 | 8.5 | 4.5 | [5 empty] | 1 | 1.0 in
Federal Standard Before January 1, 2018 | 2 | 1.6 |  |  | Top Loading | 1.35 | 2.2 | 8.8 | 4.5 | [5 empty] | 1.5 | 1.5 in
Federal Standard On or After January 1, 2018 | 2 | 1.35 | [12 empty] | 2 | 2.0 in
ENERGY STAR | 2.2 | 2.2 | [12 empty] | 2.5 | 2.5 in
[6 empty] | Fuel Type | [8 empty] | 3 | 3.0 in
Efficient | <= | <= |  |  |  | Electric | [8 empty] | 4 | 4.0 in
Efficiency Level | Water Factor (WF) - Front Loading | Water Factor (WF) - Top Loading |  |  |  | Gas
Federal Standard Before January 1, 2018 | 5.5 | 8.5
Federal Standard On or After January 1, 2018 | 4.1 | 8.8
ENERGY STAR | 4.5 | 4.5
Variable | Label | Assumption | Definition |  | System Type | Ambient Temp | Pipe Temp | SF Elec | SF Gas
kWhUNIT_RATED_Base | Base Rated Consumption (kWh) | 241 | Conventional rated unit electricity consumption |  | Chilled Water | 70 | 44 | -1 | 0
kWhUNIT_RATED_EE | Eff Rated Consumption (kWh) | 97 | Efficient rated unit electricity consumption |  | Domestic Hot Water | 70 | 125 | 1 | 1
%CW | % Consumption Clothes | 20% | Percentage of unit energy consumption used for clothes |  | Heating Hot Water | 80 | 140 | 1 | 1
%DHW | % Consumption Water | 80% | Percentage of unit energy consumption used for water |  | Low Pressure Steam | 80 | 215 | 1 | 1
DHWelec |  |  | 1 if electric water heating; 0 if gas water heating. |  | Medium Pressure Steam | 80 | 215 | 1 | 1
Capacity | Proposed Washer Capacity (cu.ft.) | 3.43 | Clothes washer capacity (cubic feet).
Ncycles | # Cycles/Year |  | 1,241 for multifamily applications and 2,190 for landromats.
Ncycles_ref | # Cycles/Year Ref | 392 | Reference number of cycles per year.
%LOADSdryed | % Loads Dried | 100% | Percentage of washer loads dried in machine
DRYERusage | Dryer Usage Factor | 0.84 | Dryer usage factor
DRYERusage_mod | Dryer Usage Modifier | 0.95 | Dryer usage in buildings with dryer and washer
DRYERelec |  | 1 | 1 if electric dryer; 0 if gas dryer.
Hours |  | 265 | Assumed Run hours of Clothes Washer.
CF |  | 0.029 | Summer Peak Coincidence Factor for measure
DHWeff | DHW_Eff | 75% | Gas water heater efficiency
MMBTU _convert | MMBTU_convert | 0.003413 | Convertion factor from kWh to MMBTU
DHWgas |  |  | 1 if gas water heating; 0 if electric water heating
DRYERgas,corr | Dryer_gas,corr | 1.2 | Gas dryer correction factor
DRYERgas |  |  | 1 if gas dryer; 0 if electric dryer
convert |  | 748 | Conversion factor from gallons to CCF
Indoor Pool Cover
PSE&G TRM: CI-M-PCI
Location | Therm / sq-ft | Annual Savings Gal / sq-ft
Indoor | 2.61 | 15.28
Outdoor | 1.01 | 8.94
Variable | Label | Assumption | Definition
Ewater supply | Water Supply Energy Factor | 2571 | Water Supply Energy Factor (kWh/Million Gallons)
Incremental Measure Cost, per sqft | pg 500
Cover Size | Indoor | Outdoor
1000-1,999 sq. ft. | 2.19 | 2.24
2,000-2,999 sq. ft. | 2.01 | 2.06
3,000+ sq. ft. | 1.8 | 1.83
Average | 2 | 2.04
Commercial Clothes Dryer
PSE&G TRM: CI-M-CCD
Variable | Value
Dryer Load Weight | 8.45
F_fuel | 0.95
F_elec | 0.05
CEF_base | 2.84
CEF_ee | 3.48
eTrack
Project Level Building Type | CI-M-CCWE |  |  | Measure Code | Spec Display name | Calc Type | fileColumnName
Assembly |  |  |  | CI-M-PCO |  | PCO | PreFixtureQty1
Auto Repair |  |  |  | CI-M-PCI |  | PCI | PreFixtureQty1
Clinic |  |  |  | CI-M-CCWE |  | CW | PreFixtureQty
Dormitory |  |  |  | CI-M-CCD |  | CD | Numofunits
Hospital
Light Industrial
Lodging - Hotel
Lodging - Motel
Office - Large
Office - Small
Other
Parking Garage
Religious Worship
Restaurant - Fast Food
Restaurant - Full Service
Retail - Big Box
Retail - Grocery
Retail - Large
Retail - Small
School - Community College
School - Post-Secondary
School - Primary
School - Secondary
Warehouse
Water Heater fuel | Estimated Efficiency
Electric | 98%
Gas | 80%
Fiberglass
Insulation thickness v Pipe Size (in.) -> | 0.5 in. Diameter | 0.75 in. Diameter | 1 in. Diameter | 1.25 in. Diameter | 1.5 in. Diameter | 2 in. Diameter | 2.5 in. Diameter | 3 in. Diameter | 3.5 in. Diameter | 4 in. Diameter | 5 in. Diameter | 6 in. Diameter | 7 in. Diameter | 8 in. Diameter
0.5 | 0.143 | 0.166 | 0.194 | 0.229 | 0.254 | 0.304 | 0.356 | 0.419 | 0.47 | 0.521 | 0.629 | 0.737 | 0.839 | 0.941
1 | 0.102 | 0.116 | 0.133 | 0.153 | 0.168 | 0.197 | 0.227 | 0.263 | 0.292 | 0.322 | 0.384 | 0.445 | 0.503 | 0.562
1.5 | 0.085 | 0.095 | 0.107 | 0.122 | 0.133 | 0.154 | 0.176 | 0.201 | 0.222 | 0.243 | 0.287 | 0.331 | 0.372 | 0.414
2 | 0.075 | 0.083 | 0.093 | 0.105 | 0.114 | 0.13 | 0.147 | 0.168 | 0.184 | 0.201 | 0.235 | 0.269 | 0.301 | 0.333
2.5 | 0.068 | 0.075 | 0.083 | 0.094 | 0.101 | 0.114 | 0.129 | 0.145 | 0.159 | 0.172 | 0.201 | 0.229 | 0.255 | 0.281
3 | 0.063 | 0.07 | 0.077 | 0.086 | 0.092 | 0.104 | 0.116 | 0.13 | 0.142 | 0.154 | 0.178 | 0.202 | 0.224 | 0.247
4 | 0.057 | 0.062 | 0.068 | 0.076 | 0.081 | 0.09 | 0.1 | 112 | 0.121 | 0.13 | 0.149 | 0.167 | 0.184 | 0.201
Rigid Foam / Cellular Glass
Insulation thickness v Pipe Size (in.) -> | 0.5 in. Diameter | 0.75 in. Diameter | 1 in. Diameter | 1.25 in. Diameter | 1.5 in. Diameter | 2 in. Diameter | 2.5 in. Diameter | 3 in. Diameter | 3.5 in. Diameter | 4 in. Diameter | 5 in. Diameter | 6 in. Diameter | 7 in. Diameter | 8 in. Diameter
0.5 | 0.183 | 0.212 | 0.247 | 0.29 | 0.322 | 0.384 | 0.449 | 0.526 | 0.59 | 0.654 | 0.788 | 0.922 | 1.049 | 1.176
1 | 0.135 | 0.153 | 0.174 | 0.201 | 0.22 | 0.257 | 0.296 | 0.342 | 0.38 | 0.418 | 0.498 | 0.577 | 0.652 | 0.727
1.5 | 0.113 | 0.127 | 0.143 | 0.162 | 0.176 | 0.204 | 0.232 | 0.266 | 0.294 | 0.321 | 0.379 | 0.436 | 0.49 | 0.544
2 | 0.1 | 0.112 | 0.125 | 0.141 | 0.152 | 0.174 | 0.196 | 0.223 | 0.245 | 0.267 | 0.312 | 0.357 | 0.4 | 0.442
2.5 | 0.092 | 0.101 | 0.112 | 0.126 | 0.135 | 0.153 | 0.172 | 0.194 | 0.213 | 0.231 | 0.268 | 0.305 | 0.34 | 0.375
3 | 0.086 | 0.094 | 0.104 | 0.115 | 0.124 | 0.14 | 0.156 | 0.175 | 0.191 | 0.206 | 0.238 | 0.27 | 0.3 | 0.33
4 | 0.077 | 0.084 | 0.092 | 0.102 | 0.109 | 0.122 | 0.135 | 0.15 | 0.163 | 0.175 | 0.2 | 0.224 | 0.247 | 0.27
Bare Steel Pipe
Insulation thickness v Pipe Size (in.) -> | 0.5 in. Diameter | 0.75 in. Diameter | 1 in. Diameter | 1.25 in. Diameter | 1.5 in. Diameter | 2 in. Diameter | 2.5 in. Diameter | 3 in. Diameter | 3.5 in. Diameter | 4 in. Diameter | 5 in. Diameter | 6 in. Diameter | 7 in. Diameter | 8 in. Diameter
Chilled Water | 0.39 | 0.47 | 0.58 | 0.71 | 0.8 | 0.97 | 1.16 | 1.39 | 1.57 | 1.76 | 2.14 | 2.52 | 2.88 | 3.24
Domestic Hot Water | 0.47 | 0.57 | 0.7 | 0.86 | 0.97 | 1.19 | 1.42 | 1.7 | 1.93 | 2.15 | 2.63 | 3.1 | 3.55 | 3.99
Heating Hot Water | 0.52 | 0.64 | 0.78 | 0.96 | 1.08 | 1.32 | 1.58 | 1.89 | 2.15 | 2.4 | 2.93 | 3.45 | 3.95 | 4.44
Low Pressure Steam | 0.64 | 0.78 | 0.95 | 1.17 | 1.33 | 1.63 | 1.95 | 2.34 | 2.65 | 2.96 | 3.62 | 4.28 | 4.9 | 5.51
Medium Pressure Steam | 0.74 | 0.91 | 1.11 | 1.37 | 1.56 | 1.91 | 2.29 | 2.75 | 3.12 | 3.49 | 4.27 | 5.05 | 5.78 | 6.51
Copper Pipe
Insulation thickness v Pipe Size (in.) -> | 0.5 in. Diameter | 0.75 in. Diameter | 1 in. Diameter | 1.25 in. Diameter | 1.5 in. Diameter | 2 in. Diameter | 2.5 in. Diameter | 3 in. Diameter | 3.5 in. Diameter | 4 in. Diameter | 5 in. Diameter | 6 in. Diameter | 7 in. Diameter | 8 in. Diameter
Chilled Water | 0.35 | 0.42 | 0.51 | 0.62 | 0.7 | 0.86 | 1.02 | 1.22 | 1.37 | 1.53 | 1.86 | 2.19 | 2.5 | 2.81
Domestic Hot Water | 0.42 | 0.51 | 0.62 | 0.76 | 0.86 | 1.04 | 1.24 | 1.49 | 1.68 | 1.87 | 2.28 | 2.69 | 3.07 | 3.45
Heating Hot Water | 0.46 | 0.56 | 0.68 | 0.84 | 0.95 | 1.16 | 1.38 | 1.65 | 1.86 | 2.08 | 2.54 | 2.99 | 3.41 | 3.84
Low Pressure Steam | 0 | 0 | 0 | 0 | 0 | 0 | 0 | 0 | 0 | 0 | 0 | 0 | 0 | 0
Medium Pressure Steam | 0 | 0 | 0 | 0 | 0 | 0 | 0 | 0 | 0 | 0 | 0 | 0 | 0 | 0
CPVC/PEX
Insulation thickness v Pipe Size (in.) -> | 0.5 in. Diameter | 0.75 in. Diameter | 1 in. Diameter | 1.25 in. Diameter | 1.5 in. Diameter | 2 in. Diameter | 2.5 in. Diameter | 3 in. Diameter | 3.5 in. Diameter | 4 in. Diameter | 5 in. Diameter | 6 in. Diameter | 7 in. Diameter | 8 in. Diameter
Chilled Water | 0.33 | 0.4 | 0.48 | 0.58 | 0.66 | 0.8 | 0.92 | 1.06 | 1.19 | 1.31 | 1.57 | 1.82 | 2.03 | 2.24
Domestic Hot Water | 0.38 | 0.46 | 0.54 | 0.67 | 0.75 | 0.92 | 1.04 | 1.2 | 1.34 | 1.48 | 1.77 | 2.03 | 2.27 | 2.49
Heating Hot Water | 0.4 | 0.49 | 0.58 | 0.72 | 0.81 | 0.98 | 1.11 | 1.28 | 1.43 | 1.58 | 1.88 | 2.16 | 2.41 | 2.64
Low Pressure Steam | 0 | 0 | 0 | 0 | 0 | 0 | 0 | 0 | 0 | 0 | 0 | 0 | 0 | 0
Medium Pressure Steam | 0 | 0 | 0 | 0 | 0 | 0 | 0 | 0 | 0 | 0 | 0 | 0 | 0 | 0
Location | GPM_b | T_Operating
Kitchen | 1.8 | 93
Public restroom | 0.5 | 86
Private restroom | 1.5 | 86
Building Type | #N/A
Building Type | Operating Days per Year | CF
Assembly | 355 | 0.0128
Auto | 355 | 0.0128
Big Box | 355 | 0.0043
Community College | 284 | 0.0128
Dormitory | 355 | 0.0128
Fast Food | 355 | 0.0084
Full Service Restaurant | 303 | 0.0184
Grocery | 365 | 0.0043
Hospital | 365 | 0.0144
Hotel | 365 | 0.0004
Large Office | 303 | 0.0288
Light Industrial | 251 | 0.0128
Motel | 365 | 0.0006
Multi-story Retail | 355 | 0.0043
Primary School | 218 | 0.0096
Religious | 355 | 0.0128
Secondary School | 218 | 0.0288
Small Office | 303 | 0.0064
Small Retail | 355 | 0.0043
University | 284 | 0.0128
Warehouse | 251 | 0.0064
Other | 355 | 0.0128
Operating Days per Year | #N/A
CF | #N/A
Annual Dryer Cycles | 2190
Annual Dryer Run Hours | 2044
Location | GPM_b | T_Operating | F_Throttle,b | F_Throttle,q | T_Min/use | N_Use/day
Kitchen - Tier 2 | 1.8 | 93 | 0.83 | 0.95 | 0.5 | 60
Public restroom - Tier 2 | 0.5 | 86 | 0.83 | 0.95 | 0.5 | 60
Private restroom - Tier 2 | 1.5 | 86 | 0.83 | 0.95 | 0.5 | 60
Any | 2 | 105 | 0.9 | 0.9 | 8.2 | 2.4
Kitchen - Tier 1 | 1.8 | 93 | 0.83 | 0.95 | 0.5 | 60
Public Restroom - Tier 1 | 0.5 | 86 | 0.83 | 0.95 | 0.5 | 60
Private Restroom - Tier 1 | 1.5 | 86 | 0.83 | 0.95 | 0.5 | 60

## M03-S12
|  |  | WELCOME |  | INSTRUCTIONS | [23 empty] | Sign OBR: Repayment Agreement |  |  | Sign Project Completion Certification |  | INCENTIVE RATES & REQUIREMENTS |  |  |  | ( CONTACT US
[12 empty] | Program Type: | Prescriptive |  |  |  |  | Site Name: | [Project Name] |  |  |  |  | Status: | Draft Pre-Application | [5 empty] | Estimated Incentive: | 0 |  | OBR Amt Requested:
0%
Progress
|  |  |  | Lighting & Lighting Controls |  | HVAC |  | HVAC Controls |  |  | Heating |  |  | Water Heating & Boilers |  |  | Refrigeration |  |  | Food Service |  |  | Agriculture |  |  |  | Plug Load |  | Residential Appliances |  |  | Miscellaneous
[42 empty] | No Savings for PC Summary | FALSE
[14 empty] | 0 |  |  | 0 |  |  | 0 |  |  | 0 |  |  |  |  | Total Taxes & Ancillary Cost (From Invoice): | [41 empty] | ENGINEERS REVIEWING THIS MEASURE: Adjust COOLING AND HEATING EFFICIENCIES TO MATCH THE CORRECT EXISTING EQUIPMENT IF NECESSARY
DO NOT DRAG DOWN - Line 1 different formula
[14 empty] | Section Cost |  |  | Section Incentive |  |  | Section Savings |  |  | Section Savings
Secondary Unit (top)
| Install Location | Proposed Measure Category |  |  |  |  | Sub-Category |  | Quantity Type |  | Quantity |  | Manufacturer |  | Model | Secondary Quantity Type |  | Secondary Quantity |  | Efficiency Details | [9 empty] | Total Measure Cost |  |  | Total Cost | Estimated Incentive | Electric Savings |  |  | Natural Gas Savings | Verified Qty | Comments | Status | Measure Number | Calc Type | Incentive Unit Type | Incentive Units | Incentive/Unit | Incentive Total | Incentive Cap | Reported kWh Savings | Reported kW Savings | Reported thm Savings | Customer kWh Savings | Customer kW Savings | Customer thm Savings | CF | PDF | TRM Building Type | TRM Operation Hours | User Entered Operation Hours | EFLH (Cool) | EFLH (Heat) | Existing Space Conditioning Type | Energy Savings Factor | Demand Savings Factor/ Baseline Motor | Baseline Motor W | LF | HVAC_e | HVAC_d | HVAC_ff | ElecCoolSav | ElecHeatSav | FuelHeatSav | ESF | DSF | Indoor Cooling T | Indoor Cooling H | Indoor Heating T/H | Outdoor Cooling T | Outdoor Cooling H | Outdoor Heating T/H | Space Match | Savings Status | eTrack Building Type | eTrack Equipment Type2 | eTrack ExistingEquipmentType2 | eTrack PreFixture | Taxes | Labor + Taxes | Total Cost | Sub Category | [5 empty] | Identifer for Rating | rr_kwh | rr_kw | rr_therms
[13 empty] | Serial Number | [6 empty] | Rating | Required | Proposed |  | Rating |  | Proposed | ControlType |  |  | Material |  | Labor | [58 empty] | NTG Factor_kWh | NTG Factor_therm | Measure life | Min | Max |  |  |  |  | Gross Source kWh | Net Site kWh | Net Source kWh | Gross Site Lifetime kWh | Gross Source Lifetime kWh | Net Site Lifetime kWh | Net Source Lifetime kWh | Gross Source therms | Net Site therms | Net Source therms | Gross Site Lifetime therms | Gross Source Lifetime therms | Net Site Lifetime therms | Net Source Lifetime therms | Gross Site MMBTU | Gross Source MMBTU | Net Site MMBTU | Net Source MMBTU | Gross Site Lifetime MMBTU | Gross Source Lifetime MMBTU | Net Site Lifetime MMBTU | Net Source Lifetime MMBTU | Peak Day Therm | Reported Net Source kW | Reported Net Site kW | Reported Net Source Peak Day therm | Actual Net Source Peak Day therm | Reported Net Site Peak Day therm | Actual Net Site Peak Day therm | Actual Gross Site MMBTU | Actual Gross Source MMBTU | Actual Net Site MMBTU | Actual Net Source MMBTU | Actual Gross Site Lifetime MMBTU | Actual Gross Source Lifetime MMBTU | Actual Net Site Lifetime MMBTU | Actual Net Source Lifetime MMBTU | Actual Gross Source therms | Actual Net Site therms | Actual Net Source therms | Actual Gross Site Lifetime therms | Actual Gross Source Lifetime therms | Actual Net Site Lifetime therms | Actual Net Source Lifetime therms | Actual Peak Day Therm
1
2
3
4
5
6
7
8
9
10
11
12
13
14
15
16
17
18
19
20
21
22
23
24
25
26
27
28
29
30
31
32
33
34
35
36
37
38
39
40
PSE&G C&I Energy Efficiency Program | [9 empty] | © 2026 TRC Companies, Inc. TRC Companies, Inc. and its affiliates reserve all rights associated with this body of work. Content cannot be edited or replicated without the express, written consent of TRC Companies, Inc. or its affiliates. | [25 empty] | Prescriptive Incentive Application
1-844-300-PSEG (7734)
PSEGenergysaver@TRCcompanies.com | [18 empty] | V2.1 Effective Date 4/24/2026 | [16 empty] | This is a TRC tool
Participation Agreement
Project Information
Customer Information
Equipment Input
Payment
Project Review
Trade Ally / Contractor Information
On-Bill Repayment
Union Information

## M05-S01a
| WELCOME |  | INSTRUCTIONS | [20 empty] | Sign OBR: Repayment Agreement |  |  | Sign Project Completion Certification |  | INCENTIVE RATES & REQUIREMENTS | ( CONTACT US
[7 empty] | Program Type: | Prescriptive |  |  |  | Site Name: | [Project Name] |  |  |  |  | Status: | Draft Pre-Application | [5 empty] | Estimated Incentive: | 0 |  | OBR Amt Requested:
0%
Progress
Payment
Please enter the Payee Information below. The payee information may be autofilled based on your selection, but you can overwrite the data if necessary.
[5 empty] | How to Print | [5 empty] | To print this application go to File -> Print. Under "Printer" select your local printer to print a paper copy or select a default PDF application to save a digital copy.
[5 empty] | Payment | [12 empty] | Project #
FOR PASTE WITHOUT FORMATTING ONLY
Payee Company Name
[5 empty] | Account Information |  |  |  |  | Project Site Address |  |  |  | Electricity Provider |  |  |  |  | Natural Gas Provider
[32 empty] | Payee First Name | Payee Last Name | Check Mailing Address
[14 empty] | Electricity Account Number |  |  |  |  | Natural Gas Account Number
[5 empty] | Trade Ally / Vendor |  |  |  |  | Address |  |  |  | Contact | [17 empty] | Phone Number | Email | City | State | ZIP Code
() -
Payee Type
Check should be made payable to:
Required
Is Customer applying for OBR*?
[5 empty] | Payee Company Name | [10 empty] | Tax Entity
[13 empty] | Required | [6 empty] | Required
Federal Tax ID Number
-
[16 empty] | Required |  |  | Required
[5 empty] | Payee First Name | [5 empty] | Payee Last Name |  |  |  |  | Check Mailing Address
[9 empty] | Required |  |  |  | Required | [9 empty] | Required
[5 empty] | Phone Number | [5 empty] | Email |  |  |  |  | City |  |  |  | State |  | ZIP Code
[9 empty] | Required |  |  |  | Required | [5 empty] | Required |  | Required |  | Required
PAYMENT RELEASE AUTHORIZATION
By signing below, I am authorizing the payment of the incentive to the third party named above and I understand that I will not be receiving the incentive payment from PSE&G. I also understand that my release of the payment to a third party does not exempt me from the program requirements outlined in the measure specifications and Terms & Conditions.
Signature (Account Owner or Authorized Representative)
[9 empty] | Print Name & Signatory Title | [8 empty] | Date Signed
PSE&G C&I Energy Efficiency Program • 1-844-300-PSEG (7734) • PSEGenergysaver@TRCcompanies.com
PSE&G C&I Energy Efficiency Program | [5 empty] | © 2026 TRC Companies, Inc. TRC Companies, Inc. and its affiliates reserve all rights associated with this body of work. Content cannot be edited or replicated without the express, written consent of TRC Companies, Inc. or its affiliates. | [23 empty] | Prescriptive Incentive Application
1-844-300-PSEG (7734)
PSEGenergysaver@TRCcompanies.com | [14 empty] | V2.1 Effective Date 4/24/2026 | [14 empty] | This is a TRC tool
Participation Agreement
Project Information
Customer Information
Equipment Input
Payment
Project Review
Trade Ally / Contractor Information
On-Bill Repayment
Union Informationon

## M05-S01b
|  | WELCOME |  | INSTRUCTIONS | [20 empty] | Sign OBR: Repayment Agreement |  |  |  | Sign Project Completion Certification |  | INCENTIVE RATES & REQUIREMENTS | ( CONTACT US
[8 empty] | Program Type: | Prescriptive |  |  |  | Site Name: | [Project Name] |  |  |  | Status: | Draft Pre-Application | [6 empty] | Estimated Incentive: | 0 |  |  | OBR Amt Requested:
0%
Progress
On-Bill Repayment Application
[5 empty] | What is OBR? | On-Bill Repayment (OBR) is an option available to customers addressing equipment or project costs not covered by incentives or rebates. Project-related costs can be covered by PSE&G at the time of project completion, with the customer repayment via their utility bill, interest free for five years.
[5 empty] | How does it work? | OBR may be applied for at the pre-approval project phase and may be assigned directly to the customer's trade ally/contractor. The repayment amount is then added to the customer’s utility bill, divided over a 60-month period.
Instructions
1. Complete the OBR application section below and then print and sign to indicate interest in applying for OBR.
2. During incentive application review, the customer is evaluated based on Experian Financial Stability Score Review.
3. Upon credit review approval, the project review phase will begin on your specified project. An OBR: Repayment Agreement will be created prior to installation of energy efficiency measures. The OBR: Repayment Agreement will detail the savings and will outline repayment terms.
|  |  | 4. Upon successful measure installation, PSE&G issues incentive check and Repayment Obligations are added to Customer Utility Bill. | [20 empty] | For more information: |  |  |  | OBR Frequently Asked Questions
[6 empty] | How to Print |  |  |  |  | To print this application go to File -> Print. Under "Printer" select your local printer to print a paper copy or select a default PDF application to save a digital copy.
[6 empty] | On-Bill Repayment Application | [11 empty] | Project #
[6 empty] | Account Information |  |  |  | Project Site Address |  |  |  |  | Electricity Provider |  |  |  | Natural Gas Provider
[15 empty] | Electricity Account Number |  |  |  | Natural Gas Account Number
[6 empty] | Trade Ally / Vendor |  |  |  | Address |  |  |  |  | Contact
() -
OBR Summary
[9 empty] | Customer is applying for On-Bill Repayment (OBR)? | [5 empty] | Customer is assigning OBR funds to Trade Ally?
Required
OBR Amount Requested:
[6 empty] | Customer OBR Account Info | [10 empty] | Repayment Funds Recipient
[6 empty] | Company Name | [10 empty] | Company Name | [16 empty] | Company Name |  |  |  |  | Company Name
[6 empty] | Address | [10 empty] | Mailing Address | [16 empty] | Address |  |  |  |  | Mailing Address
[6 empty] | City |  |  |  |  | State | ZIP Code |  |  |  |  | City |  |  |  | State |  | Zip Code | [10 empty] | City |  | State |  | ZIP Code | City |  | State |  | Zip Code
[6 empty] | Contact First Name |  |  |  | Last Name | [6 empty] | Contact First Name |  |  | Last Name | [13 empty] | Contact First Name | Last Name |  |  |  | Contact First Name | Last Name
[6 empty] | Primary Phone |  |  |  | Email | [6 empty] | Primary Phone |  |  | Email | [13 empty] | Primary Phone | Email |  |  |  | Primary Phone | Email
[6 empty] | BIN |  |  |  | Reference Information | [6 empty] | Tax Entity |  |  |  | Federal Tax ID Number | [12 empty] | Tax Entity |  | Federal Tax ID Number |  |  | Tax Entity |  | Federal Tax ID Number
[22 empty] | - | [14 empty] | - |  |  |  |  | -
Credit Review
Terms and Conditions The following terms are required for enrollment in On-Bill Repayment: • The project measures entered into this workbook must be eligible for an incentive. • This application is subject to a more detailed review if over $1M of cumulative OBR commitment. PSE&G reserves the right to accept or reject any OBR Application in its sole discretion. Upon credit review approval, the project review phase will begin on your specified project. An OBR Repayment Agreement will be created prior to installation of energy efficiency measures. The Agreement will detail the savings and will outline repayment terms. After the energy efficiency project is executed and inspected, the final OBR agreement will be signed by the customer. I have read, understand and agree to all of the C&I Energy Efficiency Program requirements, terms and conditions set forth in this OBR Application. I understand that repayment calculations will be based on final-inspection results and on the applicable program documentation, and that my agency/company must meet all eligibility criteria and requirements in order to participate in the OBR Program. Any unapproved changes to project scope, costs or run hours, between the time the Repayment Documents are accepted and signed and the project is completed and the project’s and my agency’s/company’s continued eligibility are verified, could result in repayment ineligibility.
Attachment Confirmation
I understand and agree to comply with the Terms and Conditions of the PSE&G C&I Energy Efficiency Program and that all energy efficiency measures identified in this application comply with program rules and will submit a signed copy of this OBR Application tab as an attachment along with this completed PSE&G Prescriptive Application.
[6 empty] | Signature (Account Owner or Authorized Representative) | [8 empty] | Print Name & Signatory Title | [6 empty] | Date Signed
PSE&G C&I Energy Efficiency Program • 1-844-300-PSEG (7734) • PSEGenergysaver@TRCcompanies.com
PSE&G C&I Energy Efficiency Program | [6 empty] | © 2026 TRC Companies, Inc. TRC Companies, Inc. and its affiliates reserve all rights associated with this body of work. Content cannot be edited or replicated without the express, written consent of TRC Companies, Inc. or its affiliates. | [24 empty] | Prescriptive Incentive Application
1-844-300-PSEG (7734)
PSEGenergysaver@TRCcompanies.com | [15 empty] | V2.1 Effective Date 4/24/2026 | [15 empty] | This is a TRC tool
Participation Agreement
Project Information
Customer Information
Equipment Input
Payment
Project Review
Trade Ally / Contractor Information
On-Bill Repayment
Union Informationon

## M02-S01
| WELCOME |  | INSTRUCTIONS | [12 empty] | Sign OBR: Repayment Agreement |  |  | Sign Project Completion Certification |  | INCENTIVE RATES & REQUIREMENTS | ( CONTACT US
[7 empty] | Program Type: | Prescriptive |  | Site Name: | [Project Name] |  |  | Status: | Draft Pre-Application |  | Estimated Incentive: | 0 |  | OBR Amt Requested:
0%
Progress
|  | Participation Agreement | [21 empty] | AUTHORIZATION FOR RELEASE OF CUSTOMER ACCOUNT INFORMATION
I authorize PSE&G to access energy usage data for the specified accounts at the physical site address of the project listed above and release to the Trade Ally listed on this application. I agree that PSE&G may include my name, city or county of business, Program services/incentives and resulting energy-savings in reports or other documentation submitted to PSE&G and relevant agencies administering energy programs. PSE&G will treat all other information gathered through the Program as confidential.
|  |  |  | Participation Agreement | [9 empty] | Project #
[5 empty] | Project Information |  |  |  | Project Site Address |  |  | Electricity Provider |  |  | Natural Gas Provider
[12 empty] | Electricity Account Number |  |  | Natural Gas Account Number
, NJ 00000
[5 empty] | Customer |  |  |  | Customer Address: |  |  | Project Facility Contact |  |  | Company Contact
[9 empty] | , | [5 empty] | () -
[5 empty] | Trade Ally / Contractor |  |  |  | Address |  |  | Contact
[9 empty] | , 00000 |  |  | () -
Participation Agreement - PSE&G C&I Energy Efficiency Program
This Participation Agreement (this “Agreement”) sets forth the terms and conditions pursuant to which the undersigned utility customer (the “Customer”) shall participate in one or more programs (each, a “Program”) available under New Jersey utilities’ Clean Energy Future - Energy Efficiency II Program (“CEF-EE II”) to improve energy performance and promote clean energy usage.
1. DEFINITIONS The following definitions shall apply wherever the defined words are used herein:
1.1. “Access Authorization” means the Customer’s express authorization granted by Customer (or Customer’s landlord) that permits Program Implementor or Trade Allies to access the Facility to conduct an initial assessment to identify the EEMs that may be suitable for the Facility.
1.2. “Affiliate” means any entity that directly or indirectly controls, is controlled by, or is under common control with the subject entity. “Control,” for purposes of this definition, means direct or indirect ownership or control of more than fifty percent (50%) of the voting interests of the subject entity.
1.3. “Application Documents” means the document furnished by the Customer to the Program Implementor by which Customer discloses information to Program Implementor so that Program Implementor may determine: (i) Customer’s eligibility to participate in one or more Programs; and (ii) corresponding EEMs.
1.4. “BPU” means the New Jersey Board of Public Utilities.
1.5. “Claim(s)” means any and all claims, complaints, suits, proceedings, demands, disputes, actions, or allegations of any kind, whether just or unjust.
1.6. “Customer Confidential Information” means all information furnished by the Customer as part of Customer’s participation in the Program and all data or information derived therefrom.
1.7. “EEM” means energy efficiency measures.
1.8. “Facility” means the location where Work is performed or is to be performed.
1.9. “PSE&G” shall mean Public Service Electric & Gas Company.
1.10. “Party” means Program Implementor or Customer, as the case may be, and “Parties” means Program Implementor and Customer, collectively.
1.11. “Program” means the programs, sub-programs, pathways related to CEF-EE II, and further described in the Program Documents.
1.12. “Program Addendum” means an addendum to this Agreement containing additional terms and conditions applicable to each Program.
1.13. “Program Documents” means Program-specific documents set out in each Program Addendum and includes a program participation agreement, the Program Application Documents, Access Authorization, the Repayment Agreement, rebate application documents, Trade Ally agreements, non-disclosure agreements, statements of work, any exhibits, supplements and schedules to the foregoing documents related to evaluation, measurement and verification tasks, and any other special terms and conditions any other documents that may be entered into between the Program Implementor and Customer, or otherwise signed by the Customer that relates to a Program, such other documents as may be designated a “Program Document” by PSE&G, and any amendments or modifications thereto.
1.14. “Program Implementor” for the purposes of this Agreement means the entity that has been retained by PSE&G to manage and administer relevant Program(s).
1.15. “Trade Ally” means the persons or entities engaged by Program Implementor to provide the Work.
1.16. “Work” means under a Program, any labor, supervision, technical advice, design, testing, inspection, engineering, professional services, specifications, services, technology, processes, configurations, data, know-how, or materials provided by Trade Ally (or subcontractors of a Trade Ally) to a Customer under this Agreement to complete and/or install EEMs.
2. OVERVIEW; SCOPE AND APPLICATION OF CONTRACT, ORDER OF PRECEDENCE
2.1. The objective of this Agreement and the express intent of the Parties is to set out the common general terms, conditions, obligations and responsibilities between Program Implementor and Customer for each Program the Customer participates in.
2.2. Upon electing to enter any Program, the Customer and the Program Implementor administering such Program will concurrently enter into one or more Program Documents that summarize specific Programs, set out eligibility criteria, include information as to costs, fees and expenses, and include other terms and conditions that supplement this Agreement. Once Customer elects to participate in a Program and signs applicable Program Documents, such Program Documents are deemed to be part of this Agreement. Except as otherwise expressly set forth therein, all Program Documents, upon execution by the Parties, shall be governed by the terms and conditions of this Agreement.
2.3. Subject to the provisions of Section 1.4 below, with respect to each Program, this Agreement (including the Program Addendums, and any other exhibits, schedules or appendices hereto) and any Program Documents which specifically references such Program, shall constitute the entire agreement between Program Implementor and Customer concerning such Program, and supersedes all prior negotiations, representations, contracts and agreements concerning such Program.
2.4. In the event of a conflict between the terms of this Agreement and the terms and conditions set forth in another Program Document, or between the terms of two or more Program Documents in effect for a Program, the order of precedence shall be a follows: (i) the terms of the Program Addendum (as may be amended, supplemented or superseded from time to time) solely with respect to the statement of Work, cost and reimbursement terms for such Program; (ii) the terms of this Agreement; (iii) the remaining terms of Program Addendum; and (iv) any other Program Documents. Notwithstanding the foregoing, the Parties agree that if the terms of a Program Document are more favorable to the Program Implementor than the respective terms set forth in this Agreement, the more favorable terms of the Program Document shall prevail.
2.5. This Agreement and any other Program Document executed in connection herewith may be amended only in writing signed by an authorized officer of each Party intending to be bound by the amendment. Any such amendment will be deemed to be a part of this Agreement or any Program Document, as the case may be.
3. PROGRAM STRUCTURE
3.1. CEF-EE II offers a number of Programs approved by the BPU to promote clean energy. Each Program is sufficiently described in the applicable Program Addendum. Customers desirous of participating in the Programs shall certify their eligibility in accordance with specified eligibility criteria for each Program, and shall complete the Program Application Documents for the Programs which Customer desires to participate in.
3.2. Program Implementor shall, amongst other things, have the following responsibilities: (i) Retain Trade Allies, and oversee such Trade Allies’ implementation of the Program; (ii) Recommend, assist and determine Program eligibility requirements for each Customer; (iii) Review completed Program Application Documents; (iv) Identify opportunities to participate in other Programs; (v) Verify that Customer-approved EEMs are implemented; (vi) Conduct pre-installation and post-installation inspections; (vii) Conduct and/or supervise measurement and verification activities; and (viii) Undertake such other matters, as may be necessary to fulfill the objectives of the Program.
4. AUDIT, INSPECTION AND ASSESSMENT
4.1. As may be required under a Program, and in accordance with the Access Authorization (if applicable), Customer shall grant access to the Facility to either Program Implementor, Trade Ally or their designees to conduct an initial energy assessment of the Facility to determine the applicable Program for the Customer at no cost to the Customer.
4.2. If any health and safety issues are found at the time of inspection, then Customer shall immediately commence remediation work and conduct all remediation in compliance with applicable laws and regulations. Customer shall maintain detailed records of all remediation activities. Upon completion of remediation, Customer shall provide all necessary reports and documentation to Program Implementor, Trade Ally and PSE&G.
5. CUSTOMER’S REPRESENTATIONS AND WARRANTIES
5.1. Customer makes general representations and warranties set out below for each Program that Customer participates in. The representations and warranties herein supplement the additional representations and warranties made by the Customer under the Program Documents.
5.2. Customer is eligible and authorized to participate in the Programs and that Customer’s participation in the Program will not result in the violation or breach by Customer of law, Customer’s contractual obligations, or other duties to or rights of any third party.
5.3. Customer: (i) has an active account with PSE&G, is receiving electric or natural gas services from PSE&G; (ii) possesses all requisite power and authority to enter into, or otherwise execute this Agreement and to carry out the transactions contemplated herein; (iii) has duly executed and delivered this Agreement; (iv) acknowledges that this Agreement constitutes the legal, valid, binding, and enforceable obligation of Customer.
5.4. Customer: (i) certifies that it has read and understood the eligibility requirements for each Program; (ii) has the right to complete and install the EEMs on the property on which those measures are completed and/or installed; (iii) has accurately and truthfully completed the Program Application Documents for the Programs which Customer desires to participate in; (iv) has provided all requisite documents reasonably requested by the Program Implementor to verify Customer’s eligibility; and (v) has not applied for same or similar incentives with other utility companies in the service territory of the Customer.
6. COMPANY’S DISCLAIMER OF WARRANTIES
6.1. Neither PSE&G, nor Program Implementor make any warranties or representations of any kind, whether statutory, expressed, or implied, including without limitations: (i) warranties of merchantability, or fitness for a particular purpose regarding any EEM provided by a participating Trade Ally, contractor, manufacturer, vendor, retailer or distributor; (ii) health, safety, well-being; (iii) regarding installation, performance or any resultant energy savings of any installed equipment; (iv) accuracy, completeness, or usefulness of any data, information, method, product or process; or (v) any benefits that may be derived from the Program (individually, or in the aggregate).
6.2. Customer acknowledges that nothing in this Agreement constitutes an endorsement by the Program Implementor or PSE&G of any goods or services provided by a Trade Ally, contractor, manufacturer, vendor, retailer, distributor, product, or system used in the Programs.
6.3. Responsibility for delivery and workmanship related to any equipment or services that Customer procures exclusively rests with the Trade Ally, contractor, manufacturer, vendor, retailer or distributor selected by Customer.
6.4. Customer shall contact the Trade Ally, if applicable to the Program, for details regarding equipment performance and warranties.
6.5. Customer shall independently evaluate any information provided by Program Implementor, its representatives, and Trade Allies to estimate energy savings, other benefits, or costs, and is solely responsible for any decision related to the energy conservation measures implemented.
7. CERTAIN ACKNOWLEDGMENTS BY CUSTOMER
7.1. Customer acknowledges that the Programs must be installed in Program Implementor’s applicable service territory as approved by PSE&G.
7.2. Customer shall not receive or apply for incentives or services for any EEMs already installed and implemented in the Facility.
7.3. Program Implementor may choose not to authorize incentives for the installation specified in any audit or investigation report for any reason including, but not limited to, issues related to safety, discovery of unforeseen conditions or the complete utilization of the budget for the Programs.
7.4. Customer will not hold PSE&G, Program Implementor, Trade Allies, subcontractors or their representatives responsible for any pre-existing conditions, circumstances or events, including, but not limited to, the structural defects, or other environmental hazards existing at the Facility.
7.5. Customer understands that the project cost, incentive payment and projected savings are based on certain inputs, assumptions and analysis made by Program Implementor or Trade Allies Participation Agreement with the assistance of proprietary tools, and that the actual amounts may vary if the scope of work changes or if conditions cannot be verified.
7.6. If Customer files an application containing any materially false information, purposely or misleadingly conceals information, Program Implementor reserves all rights it may have under applicable law, including, but not limited to civil actions and requiring Customer to return any and all funds or incentives. Any Customer found to be engaged in any fraudulent activity or misrepresentation of any kind may be removed from the Program. This section will not limit other remedies that may be applicable in response to the filing of a false or fraudulent application, including, but not limited to, referral to law enforcement authorities.
7.7. For those Programs that involve evaluation, measurement, and verification (“EM&V”), as applicable: (i) PSE&G, or Program Implementor reserves the right to conduct EM&V tasks on Customer’s Facility or Facilities (in case of multiple Customer sites). (ii) EM&V may include Customer surveys, site visits to verify equipment installation and other data gathering, and the use of Customer energy use and billing information. PSE&G or Program Implementor will notify the Customer if surveys or on-site visits are required. (iii) EM&V tasks may be performed for up to four (4) years following Program participation. (iv) By participating in the PSE&G’s energy efficiency and peak demand reduction programs, Customer agrees PSE&G will maintain ownership of all capacity rights from electric savings measures. As used herein, “capacity rights” means demand reduction associated with any energy efficiency and peak demand reduction measures for which incentives were provided by Program Implementor. (v) PSE&G will aggregate energy efficiency demand reduction attributes into the capacity market operated by PJM Interconnection LLC as appropriate, with proceeds being used to reduce Customers’ costs for the Programs.
7.8. Customer acknowledges that receipt of any incentive pursuant to the Programs may result in taxable income to the Customer, even if Customer does not directly receive a payment and that Customer is solely responsible for payment and reporting taxable income, if any, with respect to Customer's taxes. Customer should consult its own tax advisor with respect to the tax treatment of incentives. Nothing in this Agreement is intended to constitute tax advice and cannot be used for the purpose of avoiding penalties under the Internal Revenue Code.
8. INDEMNIFICATION
8.1. Customer shall indemnify, defend and save harmless PSE&G, Program Implementor, and each of their respective officers, directors, representatives, members, shareholders, employees, Affiliates, agents and successors (each an “Indemnified Party”) from and against any and all damages, losses, liabilities, Claims, lawsuits and expenses of any kind and nature (including reasonable attorney fees) arising out of or resulting from (i) Customer’s actions or omissions in connection with this Agreement; (ii) failure of the installed EEMs to comply with any and all applicable warranties; (iii) any and all Claims based on product liability with respect to installed equipment, including but not limited to product defects, deficiencies or nonconformities, product design and manufacturing issues; and (iv) any liability, Claim, damage, cost or expense arising out of or resulting from any actions alleging or determinations made that the products infringe any issue patent or that any of the products infringe any copyright, trade secret, or any other intellectual property rights of any third party.
8.2. If a third-party institutes a legal action or asserts a Claim against an Indemnified Party for which an Indemnified Party may be entitled to a defense or indemnity or to be held harmless pursuant to Section 8 then the Indemnified Party shall notify the Customer immediately of any such Claims and shall permit Customer to defend or settle such Claims and to select counsel for such defense. Customer shall pay the costs of such defense and any judgment or settlement resulting therefrom. Indemnified Party shall provide all reasonable assistance to Customer for the defense or settlement of all such legal actions or Claims. Customer shall assume the defense and control of such Claim or action but shall allow Indemnified Party reasonable opportunity to participate in the defense thereof with its own counsel and at its own expense.
9. LIMITATION OF LIABILITY; RELEASE
9.1. Customer hereby unconditionally and irrevocably releases and forever discharges, to the fullest extent permitted by applicable law, PSE&G, Program Implementor, and each of their respective officers, directors, employees, agents, representatives, assigns, Affiliates, parents, subsidiaries, and successors, contracts, agreements, damages, and any and all Claims, demands, and liabilities arising in relation to this Agreement or the work of a Trade Ally.
9.2. In no event shall PSE&G or Program Implementor be liable to Customer for any consequential, indirect, exemplary, special, incidental or punitive damages including, without limitation, lost profits, even if such damages are foreseeable or the damaged party has been advised of the possibility of such damages and regardless of whether any such damages are deemed to result from the failure or inadequacy of any exclusive or other remedy, and, in no event shall Program Implementor’s liability to Customer exceed the total amount of payments made under any Program.
10. COMPANY’S CONFIDENTIALITY OBLIGATIONS
10.1. Program Implementor shall treat as confidential, all Customer Confidential Information. Customer Confidential Information shall not include: (i) information that was already in the possession of a permitted recipient at the time of its disclosure; (ii) information that becomes public after disclosure through no fault of a permitted recipient; (iii) information that is obtained from a third party that had an unrestricted right to disclose it; (iv) information that is required to be disclosed pursuant to a court order or an applicable law or regulation, provided that the Customer has been given reasonable time to take legal action to seek a protective order; and (v) information that is independently developed by a permitted recipient.
10.2. Customer hereby authorizes PSE&G and Program Implementor to provide Customer Confidential Information necessary for providing services and support under the Program including account information and energy use data and other personally identifiable information to Trade Allies. Customer hereby releases, holds harmless and discharges PSE&G and Program Implementor, its agents, officers, directors, shareholders, employees, Trade Allies, Affiliates, successors in interest and assigns from and against any and all Claims of whatever nature arising in connection with or associated with the sharing of Customer data as set forth in this section.
10.3. Customer expressly understands and agrees that on a periodic basis, Program Implementor and PSE&G are required to report to the BPU: (i) Program data; and (ii) a program evaluation report. Nothing contained herein shall prohibit disclosure of aggregated data as part of any regulatory reporting requirement.
11. NO WITHHOLDING AND SET-OFF OF PAYMENTS BY CUSTOMER
11.1. Customer shall not decline to make payments, withhold, deduct, and set-off any amounts due to Program Implementor (whether a one-time payment, or repayments to PSE&G through Customer’s periodic utility bills), and demand the return of some or all of the amounts previously paid to Program Implementor, due to: (i) Trade Ally’s failure to perform Work under any Program, or remedy defective Work; (ii) Trade Ally’s inability to fulfill warranty obligations; (iii) Incorrect charges by Trade Ally; (iv) Trade Ally’s failure to adhere to a program schedule or complete the Work within the time required; (v) Trade Ally’s damage to the Facility or property arising out of the Work; (vi) Claims or reasonably anticipated Claims (in each case, from third parties), against Customer or its property arising out of the Work; (vii) Failure to achieve any energy savings; and (viii) Program Implementor’s termination for any reason under this Agreement.
12. TERM AND TERMINATION
12.1. The term of this Agreement shall run from the Effective Date until termination or expiration of all Programs, unless earlier terminated in writing by either Party in accordance with this Agreement (the “Term”).
12.2. Unless otherwise provided in this Agreement, either Program Implementor or Customer may terminate this Agreement at any time upon one hundred twenty (120) days’ prior written notice to the other Party.
12.3. Program Implementor’s, or Customer’s (to the extent Customer has a termination right under the Program Documents) termination of a Program does not result in automatic termination of this Agreement.
12.4. A termination of this Agreement will result in an automatic termination of all Program Documents resulting in Customer ceasing to participate in all Programs that the Customer is participating in. Provided, however: (i) Program Implementor and Customer acknowledge that implementation of EEMs under a Program may extend beyond the expiration or early termination of this Agreement; and (ii) if the Program was commenced during the term of this Agreement, then this Agreement shall be terminated, unless Program Implementor elects to extended the term of this Agreement for the sole purpose of completing the Program.
12.5. If Program Implementor or Customer terminate a Program, only with respect to such Program: (i) the relevant Program Documents shall terminate; and (ii) consequences of termination in the Program Documents shall apply. For avoidance of doubt, if the Customer has signed up for two or more Programs, a termination of one Program will not result in a termination of the other Programs, unless Program Implementor or Customer elects to terminate all Programs.
12.6. Program Implementor shall at all times have the right, without prejudice to any of its other rights or remedies, to terminate the Agreement or any Program, in whole or in part, for its convenience by giving written notice to Customer.
12.7. Post-installation monitoring requirements applicable to a Program shall survive termination of this Agreement for the period specified in the applicable Program Document. Program Implementor and PSE&G’s right to perform EM&V tasks shall also survive termination of this Agreement in accordance with Section 7.6.
13. DISPUTES; GOVERNING LAW
13.1. In the event of a dispute arising out of or relating to this Agreement or any Program Document, Customer undertakes to first diligently pursue and exhaust every possible remedy it may have under law against the Trade Ally. Neither Customer, nor Customer’s Affiliates, beneficiaries, executors, administrators, successors, assigns, and anyone claiming through or under any of the foregoing, agree that they will file or otherwise submit any Claim, to any agency, court, organization, or judicial forum against PSE&G arising out of any actions arising out of or relating to this Agreement or the Program Documents. Customer further agrees that in the event that any person or entity should bring such a Claim on Customer’s behalf, Customer hereby waives and forfeits any right to recovery under said Claim and will exercise every good faith effort to have such Claim dismissed.
13.2. The Contract shall be governed by, and construed in accordance with, the laws of the State of New Jersey, without reference to the principles of conflicts of laws. Any Claim against the Program Implementor shall first be brought before the BPU. If the BPU does not have jurisdiction, the Claim against the Program Implementor shall be brought in the courts of the State of New Jersey, or in the United States District Court, District of New Jersey. As may be applicable, each of the Parties hereby irrevocably consents to the jurisdiction of: (i) the BPU; or (ii) the courts of the State of New Jersey, or in the United States District Court, District of New Jersey in any such action or proceeding and service of process in any such action or proceeding may be accomplished by the mailing of copies thereof to it by registered or certified mail, postage prepaid, return receipt requested or by recognized overnight delivery service to each of the Parties at its address set forth herein. Each of the Parties hereby irrevocably waives any objection that it may now or hereafter have to the laying of venue of any such claim, suit, proceeding, or action in such jurisdiction. TO THE EXTENT PERMITTED BY APPLICABLE LAW, EACH OF THE PARTIES HEREBY IRREVOCABLY WAIVES ALL RIGHT OF TRIAL BY JURY IN ANY SUIT, ACTION, PROCEEDING, CLAIM, OR COUNTERCLAIM ARISING OUT OF, RELATING TO, RESULTING FROM, OR IN CONNECTION WITH THIS CONTRACT OR ANY MATTER ARISING HEREUNDER.
13.3. This Agreement and the Program Documents will be governed and construed in accordance with the laws of the State of New Jersey without giving effect to any choice or conflict of laws provision or rule that would cause the application of the laws of any jurisdiction other than New Jersey.
14. ASSIGNMENTS
Customer shall not assign its rights or obligations under the Agreement or any Program Document, or part thereof to any other person, partnership, firm, corporation, or other entity without the prior written consent of Program Implementor. For purposes of this provision, an “assignment” shall include a change in control, a sale of all or substantially all of its assets, and/or a merger or by operation of law. Any purported assignment or delegation in violation of this Agreement shall be null and void.
15. SURVIVAL
All provisions providing for limitation of or protection against loss or liability of Program Implementor, including all licenses, warranties, protections, and indemnities, shall survive termination, suspension, cancellation, or expiration of the Agreement.
16. NO THIRD-PARTY BENEFICIARIES
PSE&G is an intended third-party beneficiary of this Agreement, and is entitled to enforce the terms of this Agreement.
IN WITNESS WHEREOF, the Customer has executed this Agreement as of the date below (the “Effective Date”).
|  |  |  | Print Name | [8 empty] | Signatory Title
|  |  |  | Signature | [8 empty] | Date Signed
PSE&G C&I Energy Efficiency Program | [5 empty] | © 2026 TRC Companies, Inc. TRC Companies, Inc. and its affiliates reserve all rights associated with this body of work. Content cannot be edited or replicated without the express, written consent of TRC Companies, Inc. or its affiliates. | [15 empty] | Prescriptive Incentive Application
1-844-300-PSEG (7734)
PSEGenergysaver@TRCcompanies.com | [12 empty] | V2.1 Effective Date 4/24/2026 | [8 empty] | This is a TRC tool
Participation Agreement
Project Information
Customer Information
Equipment Input
Payment
Project Review
Trade Ally / Contractor Information
On-Bill Repayment
Union Informationon

## M05-S02
| WELCOME |  | INSTRUCTIONS | [15 empty] | Sign OBR: Repayment Agreement |  |  | Sign Project Completion Certification |  | INCENTIVE RATES & REQUIREMENTS | ( CONTACT US
[6 empty] | Program Type: | Prescriptive |  |  | Site Name: | [Project Name] |  |  | Status: | Draft Pre-Application |  |  |  |  | Estimated Incentive: | 0 |  | OBR Amt Requested:
0%
Progress
Project Review
Review the below information, if there is information missing use the links or the tracker above to update accordingly. Once progress is 100%, please use the "View Incentive Report" to print a personalized project report and the "Submission Instructions" button for instructions on how to finish the application process.
|  |  |  | INSTRUCTIONS |  |  |  | Incomplete |  |  | ✎ Update
Missing Submitter
|  |  |  | Missing Submission Type | [8 empty] | Incentive Summary | [5 empty] | Incomplete
|  |  |  | Project Information |  |  |  | Incomplete |  |  | ✎ Update |  | Prescriptive Category |  |  | Line Items |  | Estimated Incentive
|  |  |  | Missing Site Name |  |  |  | Missing Customer Type |  |  |  |  | Lighting & Lighting Controls |  |  | 0 |  | 0
|  |  |  | Missing Service Address Info |  |  |  | Missing Mailing Address Info |  |  |  |  | HVAC |  |  | 0 |  | 0
[13 empty] | Heating |  |  | 0 |  | 0
|  |  |  | --------------------------------------------------------------------------------------------------- | [8 empty] | Water Heating & Boilers |  |  | 0 |  | 0
|  |  |  | Missing Utility Account Information | [8 empty] | Refrigeration |  |  | 0 |  | 0
[13 empty] | Food Service |  |  | 0 |  | 0
[13 empty] | Agriculture |  |  | 0 |  | 0
|  |  |  | --------------------------------------------------------------------------------------------------- | [8 empty] | Plug Load |  |  | 0 |  | 0
|  |  |  | Missing Building Information | [8 empty] | Residential Appliances |  |  | 0 |  | 0
[13 empty] | Miscellaneous |  |  | 0 |  | 0
[13 empty] | HVAC Control |  |  | 0 |  | 0
[13 empty] | ESTIMATED INCENTIVE TOTAL: |  |  |  |  | 0
---------------------------------------------------------------------------------------------------
|  |  |  | Missing Project Description Information | [8 empty] | Invoice total provided: |  |  |  | 0
Total Cost of the project:
Please explain in detail why this project's total cost does not match the total cost of the invoice provided.
|  |  |  | Customer Information |  |  |  | Incomplete |  |  | ✎ Update
|  |  |  | Missing Site Name | [8 empty] | Total Cost Discrepancy Explanation:
|  |  |  | Missing Company Contact Info |  |  |  | Missing Company Address Info
---------------------------------------------------------------------------------------------------
Missing Technical/Site Contact Info
|  |  |  | Trade Ally / Contractor Information |  |  |  | Incomplete |  |  | ✎ Update
Missing TA/Contractor Info
|  |  |  | Payment |  |  |  | Incomplete |  |  | ✎ Update
Missing Payee Type
Missing Company Name
|  |  |  | Missing Tax Entity |  |  |  | Missing Tax ID
|  |  |  | Missing Payee Contact Info |  |  |  | Missing Mailing Address Info
Payment Agreement
|  |  |  | On-Bill Repayment Application |  |  |  | Incomplete |  |  | ✎ Update
Applying for OBR:
---------------------------------------------------------------------------------------------------
OBR Account Info
Missing Company Name
Missing Address Info
Missing Main Contact Info
|  |  |  | #NAME? |  | #NAME? |  |  | Missing BIN |  | Missing Ref
---------------------------------------------------------------------------------------------------
OBR Repayment Funds Recipient
Missing Company Name
Missing Address Info
Missing Signature Info
|  |  |  | Participation Agreement | [6 empty] | ✎ Update
|  |  |  | Union Information |  |  |  | Incomplete |  |  | ✎ Update
Missing Union Info
|  |  |  | Project Review |  |  |  | Incomplete
Missing Total Cost Discrepancy Explanation
PSE&G C&I Energy Efficiency Program |  |  |  |  | © 2026 TRC Companies, Inc. TRC Companies, Inc. and its affiliates reserve all rights associated with this body of work. Content cannot be edited or replicated without the express, written consent of TRC Companies, Inc. or its affiliates. | [19 empty] | Prescriptive Incentive Application
1-844-300-PSEG (7734)
PSEGenergysaver@TRCcompanies.com | [11 empty] | V2.1 Effective Date 4/24/2026 | [12 empty] | This is a TRC tool
Submission Instructions
Participation Agreement
Project Information
Customer Information
Equipment Input
Payment
Project Review
Trade Ally / Contractor Information
On-Bill Repayment
Union Informationon

## M05-S02-1
| WELCOME | INSTRUCTIONS | [18 empty] | Sign OBR: Repayment Agreement |  |  | Sign Project Completion Certification |  | INCENTIVE RATES & REQUIREMENTS | ( CONTACT US
[10 empty] | Program Type: | Prescriptive |  |  | Site Name: | [Project Name] |  |  | Status: | Draft Pre-Application |  |  | Estimated Incentive: | 0 |  | OBR Amt Requested:
0%
Progress
| Project Submission | [27 empty] | 0
[6 empty] | Step 1 | [6 empty] | Step 2 | [5 empty] | Step 3
[6 empty] | Save this application with a unique file name. | [6 empty] | Gather all required documents to submit along with your application. See below. | [5 empty] | Upload all documents via the Online Application Portal →
[12 empty] | ⇾ |  |  |  |  | ⇾
Required Documents for all Projects
For All Projects
|  |  | Requirement |  |  |  |  | Document | [9 empty] | Responsible Party |  | Deliverable Timeline
|  |  |  | Required |  |  |  | Completed Worksheets (all relevant tabs within this workbook) | [9 empty] | Customer/Contractor |  | Initial Application Submission
|  |  |  | Required |  |  |  | Application Workbook (.xls) | [9 empty] | Customer/Contractor |  | Initial Application Submission
|  |  |  | Required |  |  |  | Specification Sheets for proposed equipment. Circle or highlight the specific model number(s) | [9 empty] | Customer/Contractor |  | Initial Application Submission
|  |  |  | Required |  |  |  | Signed Participation Agreement | [9 empty] | Customer |  | Initial Application Submission
|  |  |  | Required |  |  |  | W9, ST-4 or ST-5 form for incentive payee | [9 empty] | Customer (Company) |  | Initial Application Submission
|  |  |  | Required |  |  |  | Utility Bills (Latest utility bill for both electric and gas service) | [9 empty] | Customer |  | Initial Application Submission
|  |  |  | Optional |  |  |  | Photos of Existing Equipment | [9 empty] | Customer/Contractor |  | Initial Application Submission
|  |  |  | Optional |  |  |  | Signed OBR Application (Required if applying for OBR) | [9 empty] | Customer |  | Initial Application Submission
|  |  |  | Optional |  |  |  | Payment Release Authorization (Required if assigning payment to Trade Ally) | [9 empty] | Customer |  | Initial Application Submission
For Installed Projects
|  |  | Requirement |  |  |  |  | Document | [9 empty] | Responsible Party |  | Deliverable Timeline
|  |  |  | Required |  |  |  | Project Invoices (including itemized labor and material) | [9 empty] | Customer/Contractor |  | Post Approval
|  |  |  | Required |  |  |  | Signed Project Completion Certification | [9 empty] | Customer/Contractor |  | Post Approval
|  |  |  | Required |  |  |  | If the project as-built is different than what was approved, include an explanation of the change, application form with updated measure details, and revised documentation as necessary (specification sheets, calculations, etc.). | [9 empty] | Customer/Contractor |  | Post Approval
|  |  |  | Optional |  |  |  | Signed OBR Repayment Agreement (Required if OBR was approved for project) | [9 empty] | Customer |  | Initial Application Submission
Additional Required Supporting Documents by Measure
For Lighting Measures:
|  |  | Requirement |  |  |  |  | Document | [9 empty] | Responsible Party |  | Deliverable Timeline
|  |  |  | Required |  |  |  | Proof of applicable qualified product listing for all eligible fixtures. Attach a printout or screenshot from the Design Lights Consortium® or ENERGY STAR® qualified product list showing the specific manufacturer name and model number that you plan to install. The DLC®/ENERGY STAR® logo appearing on a specification sheet is not considered sufficient proof of current listing. | [9 empty] | Customer/Contractor |  | Initial Application Submission
|  |  |  | Required |  |  |  | For NLC projects: Required DLC listings of fixtures being controlled, in addition to NLC DLC sheets. | [9 empty] | Customer/Contractor |  | Initial Application Submission
|  |  |  | Optional |  |  |  | Site Map on request | [9 empty] | Customer/Contractor |  | Initial Application Submission
For HVAC Measures:
|  |  | Requirement |  |  |  |  | Document | [9 empty] | Responsible Party |  | Deliverable Timeline
|  |  |  | Required |  |  |  | An AHRI Certificate or submittal is required for HVAC units. AHRI Certificates can be downloaded from http://www.ahridirectory.com | [9 empty] | Customer/Contractor |  | Initial Application Submission
|  |  |  | Required |  |  |  | A nameplate photos or spec sheets of the units being controlled is required for smart thermostat projects. | [9 empty] | Customer/Contractor |  | Initial Application Submission
Next Steps:
When will I receive approval?
The review of a Pre-Application generally takes four to six weeks, unless an inspection is required or project documentation is incomplete.
How will I know if my project has been reviewed?
You will receive an automated email when your Pre-Application has been reviewed. You can check the status any time under the Applications Dashboard of the Online Application Portal.
Questions about the above process?
Contact the TRC team for specific questions regarding measure approval and extensions.
PSE&G C&I Energy Efficiency Program | [8 empty] | © 2026 TRC Companies, Inc. TRC Companies, Inc. and its affiliates reserve all rights associated with this body of work. Content cannot be edited or replicated without the express, written consent of TRC Companies, Inc. or its affiliates. | [17 empty] | Prescriptive Incentive Application
1-844-300-PSEG (7734)
PSEGenergysaver@TRCcompanies.com | [15 empty] | V2.1 Effective Date 4/24/2026 | [10 empty] | This is a TRC tool
Participation Agreement
Project Information
Customer Information
Equipment Input
Payment
Project Review
Trade Ally / Contractor Information
On-Bill Repayment
Union Information on

## Pre-Approval (hidden)
| WELCOME | INSTRUCTIONS | [15 empty] | Inspection Report |  | Sign Project Completion Certification | INCENTIVE RATES & REQUIREMENTS |  |  | ( CONTACT US
[5 empty] | Program Type: | Non-Residential Small Business |  |  |  | Project Name: | [Project Name] |  |  |  | Status: | Draft Pre-Application |  |  | Estimated Incentive: | 0 |  | OBR Amount Requested: | 1000000
0%
Progress
Inspection Report
Please review the Pre-Approval Letter below. If you have any questions, please contact us.
|  |  |  | Inspection Report | [9 empty] | Project #
|  |  |  | 0 | [7 empty] | 0
|  |  |  | Project Information |  |  |  | Project Site Address |  |  | Project Contact |  |  |  | Company Contact
0
[8 empty] | 0 | [6 empty] | 0
[8 empty] | , NJ 00000 | [6 empty] | () -
|  |  |  | Trade Ally / Vendor |  |  |  | Address |  |  | Contact
0
[8 empty] | 0 |  |  | 0
[8 empty] | , 00000 |  |  | () -
|  |  |  | Incentive Summary |  |  |  | Incentive Type | kWh Savings |  |  |  | Costs |  | Incentive Offer
[8 empty] | Standard | 0 |  |  |  | 0 |  | 0
[8 empty] | Custom | #NAME? |  |  |  | #NAME? |  | #NAME?
[8 empty] | Total | 0 |  |  |  | 0 |  | 0
PSE&G Program Approval
[7 empty] | Approving Engineer |  |  |  |  | Signature |  |  |  |  | Date
#VALUE!
Please do not order or purchase anything before returning this signed Offer Form. For questions email or call at 866.847.5228.
By signature above, I hereby certify that this form includes the entire efficiency project scope and estimated total project cost including both materials and labor for this site. Details of this Program, including incentive levels and availability, are subject to change. Incentive Offer forms are valid for 30 days. Incentive Offer forms not returned within 30 days may not qualify for an incentive. The signed incentive Offer form must be delivered to Evergy Business Energy Savings Program Administrator, TRC (“Program Administrator”), as indicated in this Agreement before a project begins. An approved incentive Offer is not a guarantee of being awarded any incentive amount until final payment approval. A Customer shall complete a project no later than 9 months from project approval (offer) by Program Administrator, or by December 31, 2022, whichever occurs earlier. Projects that are not completed within 9 months or by December 31, 2022 shall forfeit their position in the queue for program funds unless otherwise agreed by Evergy in its sole reasonable discretion based upon consideration of Customer’s completion of project milestones and/or construction activity to begin the project.
PSE&G C&I Energy Efficiency Program • 1-844-300-PSEG (7734) • PSEGenergysaver@TRCcompanies.com
PSE&G C&I Energy Efficiency Program | [24 empty] | Prescriptive Incentive Application
1-844-300-PSEG (7734)
PSEGenergysaver@TRCcompanies.com | [12 empty] | V2.1 Effective Date 4/24/2026 | [11 empty] | This is a TRC tool
Participation Agreement
Project Information
Customer Information
Equipment Input
Payment
Project Review
Trade Ally / Contractor Information
On-Bill Repayment

## M05-S04
| WELCOME | INSTRUCTIONS | [18 empty] | Sign OBR: Repayment Agreement |  |  | Sign Project Completion Certification |  | INCENTIVE RATES & REQUIREMENTS | ( CONTACT US
[7 empty] | Program Type: | Prescriptive |  |  |  |  | Site Name: | [Project Name] |  |  |  | Status: | Draft Pre-Application |  |  | Estimated Incentive: | 0 |  | OBR Amt Requested:
0%
Progress
Inspection Report
|  |  |  | Inspection Report | [13 empty] | Project #
|  |  |  | 0 | [11 empty] | 0
|  |  |  | Project Information | [5 empty] | Project Site Address |  |  |  |  | Electricity Provider |  |  |  | Natural Gas Provider
0
[10 empty] | 0 |  |  |  |  | Electricity Account Number |  |  |  | Natural Gas Account Number
[10 empty] | , NJ 00000 |  |  |  |  | 0 |  |  |  | 0
|  |  |  | Customer | [5 empty] | Project Contact |  |  |  |  | Company Contact
0
() -
|  |  |  | Trade Ally / Contractor | [5 empty] | Address |  |  |  |  | Contact
0
[10 empty] | 0 |  |  |  |  | 0
[10 empty] | , 00000 |  |  |  |  | () -
Confirmation Question
[5 empty] | 1. | Was the selected building type () appropriate for this facility?
[7 empty] | Yes |  |  | No
Survey Questions
[5 empty] | 1. | Are you satisfied with your new installation?
[7 empty] | Yes |  |  | No
[5 empty] | 2. | Was your experience with the Trade Ally pleasant?
[7 empty] | Yes |  |  | No
[5 empty] | 3. | Would you participate with the program again and which program would you be interested in participating in?
[7 empty] | Lighting |  |  | Water Heating |  |  | Appliances |  |  |  | Plug Load
[7 empty] | HVAC |  |  | Refrigeration |  |  | Agriculture
Notes
Additional Projects to Inspect:
Other Comments:
Inspector and Customer Signature
[5 empty] | Inspector Name | [11 empty] | Customer Name
[5 empty] | Inspector Company Name | [11 empty] | This signature only certifies that the inspector was on site.
[5 empty] | Inspector Signature | [6 empty] | Date |  |  |  |  | Customer Signature |  |  | Date
PSE&G C&I Energy Efficiency Program • 1-844-300-PSEG (7734) • PSEGenergysaver@TRCcompanies.com
|  |  |  | Tailboard Form | [13 empty] | Project #
|  |  |  | 0 | [11 empty] | 0
|  |  |  | Project Information | [5 empty] | Project Site Address |  |  |  |  | Electricity Provider |  |  |  | Natural Gas Provider
0
[10 empty] | 0 |  |  |  |  | Electricity Account Number |  |  |  | Natural Gas Account Number
[10 empty] | , NJ 00000 |  |  |  |  | 0 |  |  |  | 0
|  |  |  | Customer | [5 empty] | Project Contact |  |  |  |  | Company Contact
0
() -
|  |  |  | Trade Ally / Contractor | [5 empty] | Address |  |  |  |  | Contact
0
[10 empty] | 0 |  |  |  |  | 0
[10 empty] | , 00000 |  |  |  |  | () -
Safety Questions
Date:
Team Member(s) on site:
Potential Safety Risks:
[11 empty] | Ladders |  |  |  |  | Slips, Trips, Falls
[11 empty] | Moving Equipment |  |  |  |  | Electrical Hazards
Other:
Tools Required:
[11 empty] | PSE&G ID badge |  |  |  |  | Thrower Flashlight
[11 empty] | Light Meter |  |  |  |  | Counter
[11 empty] | Other: |  |  |  |  | Laser Measure
PPE readily available for each project. If required for inspection please checkbox below:
[11 empty] | First Aid Kit |  |  |  |  | Ear Plugs
[11 empty] | Safety Vest |  |  |  |  | Steel Toe Shoes
[11 empty] | Hard Hat |  |  |  |  | Safety glasses
Other:
Site Emergency Contact(s):
Emergency Plan:
Post Job Observations and Notes:
Emergency Contact Info:
[9 empty] | Emergency | [8 empty] | 911
[9 empty] | Non-Emergencies | [5 empty] | WorkCare |  |  | (888) 449-7787
[9 empty] | TRC Quality & Performance Manager | [5 empty] | Meaghan Rush-Hecht |  |  | (516) 508-2417
[9 empty] | TRC Safety | [5 empty] | Andy Boehm |  |  | (913) 343-2630
PSE&G C&I Energy Efficiency Program • 1-844-300-PSEG (7734) • PSEGenergysaver@TRCcompanies.com
PSE&G C&I Energy Efficiency Program | [5 empty] | © 2026 TRC Companies, Inc. TRC Companies, Inc. and its affiliates reserve all rights associated with this body of work. Content cannot be edited or replicated without the express, written consent of TRC Companies, Inc. or its affiliates. | [20 empty] | Prescriptive Incentive Application
1-844-300-PSEG (7734)
PSEGenergysaver@TRCcompanies.com | [15 empty] | V2.1 Effective Date 4/24/2026 | [10 empty] | This is a TRC tool
Participation Agreement
Project Information
Customer Information
Equipment Input
Payment
Project Review
Trade Ally / Contractor Information
On-Bill Repayment
Union Informationon

## M05-S05
| WELCOME | INSTRUCTIONS | [19 empty] | Sign OBR: Repayment Agreement |  |  | Sign Project Completion Certification |  | INCENTIVE RATES & REQUIREMENTS | ( CONTACT US
[7 empty] | Program Type: | Prescriptive |  |  |  | Site Name: | [Project Name] | [5 empty] | Status: | Draft Pre-Application |  |  | Estimated Incentive: | 0 |  | OBR Amt Requested:
0%
Progress
Project Completion Certification
Please review the Project Completion Certification for accuracy. If there have been adjustments to the project, go to Equipment Input and update your measures accordingly. Print, sign, and submit this page to the program upon completion of the project.
|  |  |  | Project Completion Certification | [14 empty] | Project #
|  |  |  | Project Information |  |  |  |  | Project Site Address |  |  |  |  | Electricity Provider | [5 empty] | Natural Gas Provider
[14 empty] | Electricity Account Number | [5 empty] | Natural Gas Account Number
, NJ 00000
|  |  |  | Customer |  |  |  |  | Project Contact |  |  |  |  | Company Contact
() -
|  |  |  | Trade Ally / Contractor |  |  |  |  | Address |  |  |  |  | Contact
[9 empty] | , 00000 |  |  |  |  | () -
|  |  |  | Incentive Summary |  |  |  |  | Incentive Type |  | kWh Savings |  |  |  | thm Savings |  |  | Costs |  |  | Est. Incentive
[9 empty] | Prescriptive |  | 0 |  |  |  | 0 |  |  | 0 |  |  | 0
[9 empty] | Custom |  | #NAME? |  |  |  | #NAME? |  |  | 0 |  |  | #NAME?
[9 empty] | Total |  | 0 |  |  |  | 0 |  |  | 0 |  |  | 0
[5 empty] | 1. Update Installed Measures | [10 empty] | 2. Review Payee Information
|  |  |  | Verify the above Incentive Summary is accurate. Has your energy efficiency project scope changed from the original plan? If so, please review and update the measures, quantities, and costs associated with each line item within the completion form and resubmit. | [10 empty] | Is the following payment information correct? If not, change your selection in the Payment tab.
Payment Type
Payment To
Reviewed Prescriptive Measures Input tabs
,
[6 empty] | Reviewed Custom Measures Input tabs | [8 empty] | Tax Information
[5 empty] | 3. Customer Signature | [10 empty] | 4. Submit Documents
|  |  |  | Sign and date here to confirm the project is complete, all final documentation has been submitted, and scope changes have been highlighted (if applicable). | [10 empty] | The button below will launch your web browser and take you to the online portal. Please upload all documents using the Online Application Portal.
[15 empty] | 1) | Updated and signed Completion Certificate
[15 empty] | 2) | Itemized invoices (including equipment and labor costs)
[5 empty] | Account Holder Signature |  |  |  |  | Date
Print Name & Signatory Title
Submit via Online Portal
[5 empty] | Contractor Signature |  |  |  |  | Date
Print Name & Signatory Title
I agree that if: (1) I do not install the related product(s) identified in my application, or (2) I removed the related product(s) identified in my application before a period of five years or the end of the product life, whichever is less, than I shall refund a prorated amount of incentive funds to PSE&G based on the actual period of time in which the related product(s) were installed and operating (or the full amount if the product was never installed). Any measure that I have installed in my facility must provide 100% of the energy benefits as stated in this application for a period of five years, or for the life of the product, whichever is less. I understand that this is necessary to assure that the project’s related energy benefits were achieved. By participating in PSE&G’s energy efficiency and peak demand reduction programs, Customers agree their electric utility will maintain ownership of all Capacity Rights from electric savings measures, which refers to the demand reduction associated with any energy efficiency and peak demand reduction measure for which incentives were provided by PSE&G. Customer’s electric utility will aggregate these energy efficiency demand reduction attributes into the PJM capacity market as appropriate, with proceeds being used to reduce Customers’ costs for the programs.
PSE&G C&I Energy Efficiency Program • 1-844-300-PSEG (7734) • PSEGenergysaver@TRCcompanies.com
PSE&G C&I Energy Efficiency Program | [5 empty] | © 2026 TRC Companies, Inc. TRC Companies, Inc. and its affiliates reserve all rights associated with this body of work. Content cannot be edited or replicated without the express, written consent of TRC Companies, Inc. or its affiliates. | [21 empty] | Prescriptive Incentive Application
1-844-300-PSEG (7734)
PSEGenergysaver@TRCcompanies.com | [14 empty] | V2.1 Effective Date 4/24/2026 | [12 empty] | This is a TRC tool
Participation Agreement
Project Information
Customer Information
Equipment Input
Payment
Project Review
Trade Ally / Contractor Information
On-Bill Repayment
Union Informationon

## M05-S06
| WELCOME | INSTRUCTIONS | [16 empty] | Sign OBR: Repayment Agreement |  |  | Sign Project Completion Certification |  | INCENTIVE RATES & REQUIREMENTS | ( CONTACT US
[6 empty] | Program Type: | Prescriptive |  |  |  |  | Site Name: | [Project Name] |  |  | Status: | Draft Pre-Application |  |  | Estimated Incentive: | 0 |  | OBR Amt Requested:
0%
Progress
OBR: Repayment Agreement
Please review the OBR: Repayment Agreement for accuracy, download and sign the terms and conditions, and fill out applicable fields upon completion of the project.
|  |  |  | OBR: Repayment Agreement | [11 empty] | Project #
|  |  |  | Project Information |  |  |  | Project Site Address | [5 empty] | Electricity Provider |  |  | Natural Gas Provider
[14 empty] | Electricity Account Number |  |  | Natural Gas Account Number
, NJ 00000
|  |  |  | Trade Ally / Vendor |  |  |  | Address | [5 empty] | Contact
[8 empty] | , 00000 | [5 empty] | () -
|  |  |  | Customer Information |  |  |  | Address | [5 empty] | Contact
[8 empty] | , | [5 empty] | () -
OBR Summary
|  |  |  | Total Project Cost |  |  |  |  | 0 | [5 empty] | Annual Electrical Savings (kWh) |  |  | 0
|  |  |  | PSE&G Incentive Contribution |  |  |  |  | 0 | [5 empty] | Average Electric Cost ($/kWh)
|  |  |  | Maximum Calculated OBR |  |  |  |  | 0 | [5 empty] | Annual Gas Savings (Therms) |  |  | 0
|  |  |  | Total Cost to Customer |  |  |  |  | 0 | [5 empty] | Average Gas Cost ($/therm)
|  |  |  | Customer Contribution (Optional) | [10 empty] | Annual Energy Cost Savings
|  |  |  | Total Repayment Balance |  |  |  |  | 0 | [5 empty] | Actual Project Completion Date
|  |  |  | Terms (Number of Payments) |  |  |  |  | 5 | years / | 60 | months |  |  | Customer is assigning OBR funds to Trade Ally?
|  |  |  | Monthly Repayment Installments |  |  |  |  | 0
Repayment Agreement Terms & Conditions
1. PURPOSE As part of the CEF-EE II Program, PSE&G may offer incentives and rebates to Customers to cover project-related costs. Customers may opt to repay equipment or project costs not covered by incentives or rebates in a single lump sum payment, or through multiple payments via their utility bill, interest-free for five (5) years. This On-Bill OBR Agreement (“OBR Agreement”) sets forth the terms and conditions pursuant to which the undersigned customer (“Customer”) may repay PSE&G in installments and frequencies, as may be set out in such Customer’s utility bill. This OBR Agreement makes reference to the above-referenced Participation Agreement (the “Participation Agreement”) signed by the Customer. Capitalized terms used herein and not otherwise defined in this Agreement will have the meanings set forth in the Participation Agreement and the above Project Cost Breakdown. 2. ADJUSTMENTS As may be relevant, Customer acknowledges that Project Cost Breakdown set forth above may change as a result of actual Work performed. The Total Repayment Balance (set forth in the above Project Cost Breakdown) may be subject to adjustments, if necessary, after the Work and the post-installation inspection described in the Program Documents is completed. 3. ON-BILL REPAYMENT TERMS a. The Customer agrees to repay the Total Repayment Balance over the Term in equal interest-free installments (with the final installment adjusted to account for rounding). Customer shall pay each installment within thirty (30) days of receipt of the utility bill. b. A default under this OBR Agreement shall be treated as a default under the Customer’s utility bill, and Customer shall be responsible for the consequences of non-repayment. c. Any notice from PSE&G to Customer regarding the Program or the transactions contemplated under this OBR Agreement may be provided within a PSE&G utility bill, and any such notices may also be provided to Customer at the address above or to the Customer’s billing address of record in PSE&G’s customer billing system from time to time. d. Customer may, without prepayment penalty, pay the entire outstanding repayment balance in one lump sum payment provided the customer first notifies PSE&G by telephoning the toll free phone number (1-855-249-7734), in advance of making the lump sum payment. e. The Total Repayment Balance will become immediately due and payable, and shall be paid by Customer within thirty (30) days if: i. the Customer’s account is closed or terminated for any reason; ii. Customer defaults under this OBR Agreement; or iii. Customer becomes insolvent. Customer becomes insolvent if: A. Customer is unable to pay its debts as they become due or otherwise becomes insolvent, makes a general assignment for the benefit of its creditors, or suffers or permits the appointment of a receiver for its business or assets or otherwise ceases to conduct business in the normal course; or B. any proceeding is commenced by or against Customer under any bankruptcy or insolvency law that is not dismissed or stayed within 45 days. 4. SALE OR TRANSFER OF PROPERTY a. At any time when the Customer has an outstanding Total Repayment Balance, Customer shall not: (i) sell or transfer (including a lease of premises or otherwise) all or part of the Facility and/or Customer’s ownership interest to any third party (a “Proposed Transferee”), or (ii) terminate its lease at the Facility (if applicable) without providing PSE&G prior written notice of thirty (30) days by telephoning the toll free phone number (1-855-249-7734). b. Upon a sale, transfer or termination of a lease, PSE&G shall declare the unpaid balance of the Total Repayment Balance immediately due and payable, and Customer shall repay such amounts due within thirty (3) of PSE&G’s notice. Notwithstanding the above, Customer may request PSE&G to transfer the outstanding Total Repayment Balance to a different billing account, and upon such transfer, the Total Repayment Balance shall be immediately due and payable in full. 5. MISCELLANEOUS a. If Customer chooses not to proceed with the Work after the Program Implementer or the Trade Ally has either commenced, or completed the Work, Customer will be responsible to reimburse PSE&G for 100% of the Total Repayment Balance, which shall become immediately due and payable to PSE&G. b. Customer waives any right it may have in law or in equity to bring actions, claims, or suits of any kind, whether based upon warranty, contract, tort (including negligence and strict liability) or otherwise, against PSE&G, for any losses, damages, costs or expenses of any kind whatsoever arising out of, or resulting from acts or omissions by PSE&G, Program Implementer or Trade Ally in connection with this OBR Agreement. c. Customer shall have thirty (30) days from receipt of this OBR Agreement in which to review, execute and return the OBR Agreement to PSE&G for countersignature. Failure of Customer to return the executed OBR Agreement may result in Customer’s Work being moved to the end of PSE&G’s review queue and, as a result of the number of Program applicants and limited Program funding available, Customer may lose funding for its Work.
Attachment Confirmation
|  |  |  | I, | [5 empty] | (print name) am authorized to sign this agreement for Energy Saver Project
(insert project name) and am the property owner. I have read this agreement and hereby agree to the
terms set forth in this agreement.
Print Name (Customer)
Signatory Title
Signature
Date Signed
|  |  |  | Print Name (Trade Ally) | [9 empty] | Signatory Title
|  |  |  | Signature | [9 empty] | Date Signed
PSE&G C&I Energy Efficiency Program • 1-844-300-PSEG (7734) • PSEGenergysaver@TRCcompanies.com
PSE&G C&I Energy Efficiency Program |  |  |  |  | © 2026 TRC Companies, Inc. TRC Companies, Inc. and its affiliates reserve all rights associated with this body of work. Content cannot be edited or replicated without the express, written consent of TRC Companies, Inc. or its affiliates. | [19 empty] | Prescriptive Incentive Application
1-844-300-PSEG (7734)
PSEGenergysaver@TRCcompanies.com | [14 empty] | V2.1 Effective Date 4/24/2026 | [9 empty] | This is a TRC tool
Participation Agreement
Project Information
Customer Information
Equipment Input
Payment
Project Review
Trade Ally / Contractor Information
On-Bill Repayment
Union Informationon

## M05-S07
| WELCOME |  |  | INSTRUCTIONS | [19 empty] | Sign OBR: Repayment Agreement |  |  |  | Sign Project Completion Certification |  |  |  | INCENTIVE RATES & REQUIREMENTS |  |  | ( CONTACT US
[9 empty] | Program Type: | Prescriptive |  |  | Site Name: | [Project Name] |  |  |  | Status: | Draft Pre-Application | [5 empty] | Estimated Incentive: | 0 |  |  |  | OBR Amt Requested:
0%
Progress
|  | Summary Form | [9 empty] | Summary Form
Project Notifications:
!
|  |  | Project Summary | [5 empty] | Site Information | [6 empty] | Initial Engineering Notes | [6 empty] | Application Processing Info
|  |  | Account Name | [5 empty] | Project ID |  | 0 | [11 empty] | Captures ID | [14 empty] | Project Specialist
|  |  | Type of PSEG Service |  | 0 |  |  |  | How did you hear about this program? |  | 0 | [11 empty] | Project Consultant
|  |  | Electric Utility Name | [5 empty] | Already Installed? |  | 0 | [11 empty] | Engineer
|  |  | Elec Account # |  | 0 |  |  |  | Building Type | [13 empty] | Status
|  |  | Gas Utility Name | [5 empty] | Building Ownership |  | 0 | [11 empty] | Final Review Date
|  |  | Gas Account # |  | 0 |  |  |  | Annual Hrs/Op |  | 0 |  |  |  |  | Final Engineering Notes | [6 empty] | Energy Efficiency Advisor
|  |  | Program |  | Prescriptive |  |  |  | Sq Ft |  | 0 | [11 empty] | Method App Received
|  |  | Sub-Program |  | Downstream |  |  |  | Num of Floors |  | 0 | [11 empty] | Total Peak kW |  |  |  | >300 kW
|  |  | Milestone Track |  | Pre-Approval (Standard) |  |  |  | Year Built |  | 0 | [11 empty] | Annual therms
|  |  | App Version |  | V2.1 Effective Date 4/24/2026 |  |  |  | Space Cond Type |  | 0 | [11 empty] | Forms
|  |  | Install Date | [5 empty] | Exist Water Heat |  | 0 | [11 empty] | Activate OBR |  |  |  | Yes
|  |  | Est. Start Date |  | 0% | [17 empty] | Activate Completion |  |  |  | Yes
|  |  | Est. Completion Date |  | 0% | [17 empty] | Activate Inspection Report |  |  |  | No
Transfer Status
|  |  | Primary Contact / Site Contact | [8 empty] | Customer Contact / Parent Company | [8 empty] | Trade Ally / Contractor Contact
|  |  | Site Name | [8 empty] | Company Name | [8 empty] | TA Company Name
|  |  | Customer Type |  | 0 | [6 empty] | Company Address | [8 empty] | TA Address
|  |  | Contact Name | [8 empty] | City, State, Zip | [8 empty] | City, State, Zip | [7 empty] | 0 |  | 0
|  |  | Title | [8 empty] | Contact Name | [8 empty] | Contact Name
|  |  | Phone | [8 empty] | Title | [8 empty] | Title
|  |  | Email | [8 empty] | Phone |  | 0 | [6 empty] | Phone |  |  | 0
|  |  | Service Address | [8 empty] | Email |  | 0 | [6 empty] | Email |  |  | 0
|  |  | City, State, Zip |  |  |  | NJ |  | 0 | [11 empty] | Contact Name
|  |  | Mail Address | [17 empty] | Title
|  |  | City, State, Zip | [17 empty] | Phone |  |  | 0
[21 empty] | Email |  |  | 0
TA Address
|  |  | OBR - Customer Information | [8 empty] | OBR Account Details | [8 empty] | OBR Funds Recipient Details
|  |  | Customer is Applying? | [8 empty] | Company Name | [8 empty] | Company Name
|  |  | Assigned to TA/Contractor? |  | 0 | [6 empty] | Address | [8 empty] | Address
|  |  | Amount Requested |  | 0 | [6 empty] | City, State, Zip | [8 empty] | City, State, Zip
|  |  | Signed |  | 0 | [6 empty] | Contact Name | [8 empty] | Contact Name
[12 empty] | Phone | [8 empty] | Phone
[12 empty] | Email | [8 empty] | Email
[12 empty] | Tax Entity / Tax ID |  | #NAME? |  |  | #NAME? |  |  |  | Tax Entity / Tax ID |  |  | 0 |  |  |  |  | -
BIN
Reference Information
|  |  | Payee Information | [8 empty] | Project Description | [8 empty] | Misc.
|  |  | Payee Type |  | 0 | [6 empty] | 0 | [8 empty] | Submitter |  |  | 0
|  |  | Payee Company | [17 empty] | Submitted |  |  | 0
|  |  | Payee Name | [17 empty] | Platform
|  |  | Payee Phone | [17 empty] | Is a TA/Contractor Involved |  |  | 0
|  |  | Payee Email | [17 empty] | Installer |  |  | 0
Payee Address
|  |  | City, State, Zip | [17 empty] | Accounts Review:
|  |  | Tax Entity / Tax ID |  | 0 |  | - | [13 empty] | Electric |  |  | No further action needed
|  |  | Bill Credit Acc |  | 0 | [15 empty] | Gas |  |  | No further action needed
|  |  | Application Progress | [8 empty] | Original Project Overview | [8 empty] | Current Project Overview
|  |  | Participation Agreement |  | Incomplete | [6 empty] | Incentive | [8 empty] | Incentive | [5 empty] | 0
|  |  | Signatory |  | 0 | [6 empty] | kWh Savings | [8 empty] | kWh Savings | [5 empty] | 0
|  |  | Trade Ally |  | Incomplete | [6 empty] | Peak Demand kW | [8 empty] | Peak Demand kW | [5 empty] | 0
|  |  | Customer Info |  | Incomplete | [6 empty] | thm Savings | [8 empty] | thm Savings | [5 empty] | 0
|  |  | Building Info |  | Incomplete | [6 empty] | Equip Cost | [8 empty] | Equip Cost | [5 empty] | 0
|  |  | Equipment Input |  | Incomplete | [6 empty] | Labor Cost | [8 empty] | Labor Cost | [5 empty] | 0
|  |  | Payment |  | Incomplete | [6 empty] | Total Cost | [8 empty] | Total Cost | [5 empty] | 0
|  |  | On Bill Repayment |  | Incomplete | [6 empty] | Net Site kWh | [8 empty] | Net Site kWh | [5 empty] | 0
|  |  | OBR Agreement |  | Incomplete | [6 empty] | Gross Site Lifetime kWh | [8 empty] | Gross Site Lifetime kWh | [5 empty] | 0
[12 empty] | Net Site thm | [8 empty] | Net Site thm | [5 empty] | 0
[12 empty] | Gross Site Lifetime thm | [8 empty] | Gross Site Lifetime thm | [5 empty] | 0
[12 empty] | Net Source Lifetime MMBTU | [8 empty] | Net Source Lifetime MMBTU | [5 empty] | 0
[12 empty] | Peak Day thm | [8 empty] | Peak Day thm | [5 empty] | 0
[12 empty] | Annual (Previous Year) Energy Usage (kWh) | [8 empty] | Annual (Previous Year) Energy Usage (therms)
[12 empty] | January | [8 empty] | January
[12 empty] | February | [8 empty] | February
[12 empty] | March | [8 empty] | March
[12 empty] | April | [8 empty] | April
[12 empty] | May | [8 empty] | May
[12 empty] | June | [8 empty] | June
[12 empty] | July | [8 empty] | July
[12 empty] | August | [8 empty] | August
[12 empty] | September | [8 empty] | September
[12 empty] | October | [8 empty] | October
[12 empty] | November | [8 empty] | November
[12 empty] | December | [8 empty] | December
[12 empty] | Total | [8 empty] | Total
| PA Review Lighting Measure Summary | [31 empty] | Per Unit Cost |  |  |  | Warnings |  | HIDDEN
| Model # |  |  |  | Manufacturer # | Product ID # |  |  |  | Measure Name | [6 empty] | Quantity | Wattage |  | Material Cost |  | Labor Cost |  | Total Cost |  |  | Line Items | [5 empty] | Material Cost | Labor Cost |  | Total Cost | One for One |  | Model # | Manufacturer # |  | Product ID # |  | Measure Name |  | Quantity |  | Wattage |  | Material Cost |  | Labor Cost |  | Total Cost | Identifier | Blank Check | Line Items | Line Items Combined | One for One | 1:1 Combined | FALSE Check
1
1
2
2
3
3
4
4
5
5
6
6
7
7
8
8
9
9
10
10
11
11
12
12
13
13
14
14
15
15
16
16
17
17
18
18
19
19
20
20
21
21
22
22
23
23
24
24
25
25
26
26
27
27
28
28
29
29
30
30
31
31
32
32
33
33
34
34
35
35
36
36
37
37
38
38
39
39
40
40
41
41
42
42
43
43
44
44
45
45
46
46
47
47
48
48
49
49
50
50
51
51
52
52
53
53
54
54
55
55
56
56
57
57
58
58
59
59
60
60
61
61
62
62
63
63
64
64
65
65
66
66
67
67
68
68
69
69
70
70
71
71
72
72
73
73
74
74
75
75
76
76
77
77
78
78
79
79
80
80
81
81
82
82
83
83
84
84
85
85
86
86
87
87
88
88
89
89
90
90
91
91
92
92
93
93
94
94
95
95
96
96
97
97
98
98
99
99
100
100
101
101
102
102
103
103
104
104
105
105
106
106
107
107
108
108
109
109
110
110
111
111
112
112
113
113
114
114
115
115
116
116
117
117
118
118
119
119
120
120
121
121
122
122
123
123
124
124
125
125
126
126
127
127
128
128
129
129
130
130
131
131
132
132
133
133
134
134
135
135
136
136
137
137
138
138
139
139
140
140
141
141
142
142
143
143
144
144
145
145
146
146
147
147
148
148
149
149
150
150
151
151
152
152
153
153
154
154
155
155
156
156
157
157
158
158
159
159
160
160
161
161
162
162
163
163
164
164
165
165
166
166
167
167
168
168
169
169
170
170
171
171
172
172
173
173
174
174
175
175
176
176
177
177
178
178
179
179
180
180
181
181
182
182
183
183
184
184
185
185
186
186
187
187
188
188
189
189
190
190
191
191
192
192
193
193
194
194
195
195
196
196
197
197
198
198
199
199
200
200
| PA Review HVAC Measure Summary | [31 empty] | Per Unit Cost | [5 empty] | PA Review HVAC Measure Summary
| Model # |  |  |  | Manufacturer # | Product ID # |  |  |  | Measure Name | [6 empty] | Quantity |  |  | Material Cost |  | Labor Cost |  | Total Cost |  |  | Line Items | [5 empty] | Material Cost | Labor Cost |  | Total Cost |  |  | Model # |  | Manufacturer # |  | Product ID # |  | Measure Name |  | Quantity |  | Material Cost |  | Labor Cost |  | Total Cost | Identifier |  | Blank Check | Line Items | Line Items Combined
1
2
3
4
5
6
7
8
9
10
11
12
13
14
15
16
17
18
19
20
21
22
23
24
25
26
27
28
29
30
31
32
33
34
35
36
37
38
39
40
41
42
43
44
45
46
47
48
49
50
51
52
53
54
55
56
57
58
59
60
61
62
63
64
65
66
67
68
69
70
71
72
73
74
75
76
77
78
79
80
81
82
83
84
85
86
87
88
89
90
91
92
| PA Review Heating Measure Summary | [31 empty] | Per Unit Cost | [5 empty] | PA Review Heating Measure Summary
| Model # |  |  |  | Manufacturer # | Product ID # |  |  |  | Measure Name | [6 empty] | Quantity |  |  | Material Cost |  | Labor Cost |  | Total Cost |  |  | Line Items | [5 empty] | Material Cost | Labor Cost |  | Total Cost |  |  | Model # |  | Manufacturer # |  | Product ID # |  | Measure Name |  | Quantity |  | Material Cost |  | Labor Cost |  | Total Cost | Identifier |  | Blank Check | Line Items | Line Items Combined
1
2
3
4
5
6
7
8
9
10
| PA Review Water Heating & Boilers Measure Summary | [31 empty] | Per Unit Cost | [5 empty] | PA Review Water Heating & Boilers Measure Summary
| Model # |  |  |  | Manufacturer # | Product ID # |  |  |  | Measure Name | [6 empty] | Quantity |  |  | Material Cost |  | Labor Cost |  | Total Cost |  |  | Line Items | [5 empty] | Material Cost | Labor Cost |  | Total Cost |  |  | Model # |  | Manufacturer # |  | Product ID # |  | Measure Name |  | Quantity |  | Material Cost |  | Labor Cost |  | Total Cost | Identifier |  | Blank Check | Line Items | Line Items Combined
1
2
3
4
5
6
7
8
9
10
11
12
13
14
15
16
17
18
19
20
21
22
23
24
25
26
27
28
29
30
| PA Review Refrigeration Measure Summary | [31 empty] | Per Unit Cost | [5 empty] | PA Review Refrigeration Measure Summary
| Model # |  |  |  | Manufacturer # | Product ID # |  |  |  | Measure Name | [6 empty] | Quantity |  |  | Material Cost |  | Labor Cost |  | Total Cost |  |  | Line Items | [5 empty] | Material Cost | Labor Cost |  | Total Cost |  |  | Model # |  | Manufacturer # |  | Product ID # |  | Measure Name |  | Quantity |  | Material Cost |  | Labor Cost |  | Total Cost | Identifier |  | Blank Check | Line Items | Line Items Combined
1
2
3
4
5
6
7
8
9
10
11
12
13
14
15
16
17
18
19
20
21
22
23
24
25
26
27
28
29
30
31
32
33
34
35
36
| PA Review Food Service Measure Summary | [31 empty] | Per Unit Cost | [5 empty] | PA Review Food Service Measure Summary
| Model # |  |  |  | Manufacturer # | Product ID # |  |  |  | Measure Name | [6 empty] | Quantity |  |  | Material Cost |  | Labor Cost |  | Total Cost |  |  | Line Items | [5 empty] | Material Cost | Labor Cost |  | Total Cost |  |  | Model # |  | Manufacturer # |  | Product ID # |  | Measure Name |  | Quantity |  | Material Cost |  | Labor Cost |  | Total Cost | Identifier |  | Blank Check | Line Items | Line Items Combined
1
2
3
4
5
6
7
8
9
10
11
12
13
14
15
16
17
18
19
20
21
22
23
24
25
26
27
28
29
30
31
32
33
34
35
36
37
38
39
40
41
42
43
44
45
46
47
48
49
50
51
52
53
54
55
56
57
58
59
60
61
62
63
64
65
66
67
68
69
70
71
72
73
74
75
76
77
78
79
80
| PA Review Agriculture Measure Summary | [31 empty] | Per Unit Cost | [5 empty] | PA Review Agriculture Measure Summary
| Model # |  |  |  | Manufacturer # | Product ID # |  |  |  | Measure Name | [6 empty] | Quantity |  |  | Material Cost |  | Labor Cost |  | Total Cost |  |  | Line Items | [5 empty] | Material Cost | Labor Cost |  | Total Cost |  |  | Model # |  | Manufacturer # |  | Product ID # |  | Measure Name |  | Quantity |  | Material Cost |  | Labor Cost |  | Total Cost | Identifier |  | Blank Check | Line Items | Line Items Combined
1
2
3
4
5
6
7
8
9
10
11
12
13
14
15
| PA Review Plug Load Measure Summary | [31 empty] | Per Unit Cost | [5 empty] | PA Review Plug Load Measure Summary
| Model # |  |  |  | Manufacturer # | Product ID # |  |  |  | Measure Name | [6 empty] | Quantity |  |  | Material Cost |  | Labor Cost |  | Total Cost |  |  | Line Items | [5 empty] | Material Cost | Labor Cost |  | Total Cost |  |  | Model # |  | Manufacturer # |  | Product ID # |  | Measure Name |  | Quantity |  | Material Cost |  | Labor Cost |  | Total Cost | Identifier |  | Blank Check | Line Items | Line Items Combined
1
2
3
4
5
6
7
8
9
10
11
12
13
14
15
16
17
18
19
| PA Review Residential Appliances Measure Summary | [31 empty] | Per Unit Cost | [5 empty] | PA Review Residential Appliances Measure Summary
| Model # |  |  |  | Manufacturer # | Product ID # |  |  |  | Measure Name | [6 empty] | Quantity |  |  | Material Cost |  | Labor Cost |  | Total Cost |  |  | Line Items | [5 empty] | Material Cost | Labor Cost |  | Total Cost |  |  | Model # |  | Manufacturer # |  | Product ID # |  | Measure Name |  | Quantity |  | Material Cost |  | Labor Cost |  | Total Cost | Identifier |  | Blank Check | Line Items | Line Items Combined
1
2
3
4
5
6
7
8
9
10
11
12
13
14
15
16
17
18
19
20
21
22
23
24
25
26
27
28
29
30
31
32
33
34
35
36
37
38
39
| PA Review Misc Measure Summary | [31 empty] | Per Unit Cost | [5 empty] | PA Review Misc Measure Summary
| Model # |  |  |  | Manufacturer # | Product ID # |  |  |  | Measure Name | [6 empty] | Quantity |  |  | Material Cost |  | Labor Cost |  | Total Cost |  |  | Line Items | [5 empty] | Material Cost | Labor Cost |  | Total Cost |  |  | Model # |  | Manufacturer # |  | Product ID # |  | Measure Name |  | Quantity |  | Material Cost |  | Labor Cost |  | Total Cost | Identifier |  | Blank Check | Line Items | Line Items Combined
1
2
3
4
5
6
7
8
9
10
11
| PA Review HVAC Controls Measure Summary | [31 empty] | Per Unit Cost | [5 empty] | PA Review HVAC Controls Measure Summary
| Model # |  |  |  | Manufacturer # | Product ID # |  |  |  | Measure Name | [6 empty] | Quantity |  |  | Material Cost |  | Labor Cost |  | Total Cost |  |  | Line Items | [5 empty] | Material Cost | Labor Cost |  | Total Cost |  |  | Model # |  | Manufacturer # |  | Product ID # |  | Measure Name |  | Quantity |  | Material Cost |  | Labor Cost |  | Total Cost | Identifier |  | Blank Check | Line Items | Line Items Combined
1
2
3
4
5
6
7
8
9
10
11
12
13
14
15
16
17
18
19
20
21
22
23
24
25
26
27
28
29
30
31
32
33
34
35
36
37
38
39
40
[22 empty] | Total Cost: |  | 0
PSE&G C&I Energy Efficiency Program | [7 empty] | © 2026 TRC Companies, Inc. TRC Companies, Inc. and its affiliates reserve all rights associated with this body of work. Content cannot be edited or replicated without the express, written consent of TRC Companies, Inc. or its affiliates. | [26 empty] | Prescriptive Incentive Application
1-844-300-PSEG (7734)
PSEGenergysaver@TRCcompanies.com | [14 empty] | V2.1 Effective Date 4/24/2026 | [19 empty] | This is a TRC tool
Participation Agreement
Project Information
Customer Information
Equipment Input
Payment
Project Review
Trade Ally / Contractor Information
On-Bill Repayment
Union Informationon

## M05-S08
|  | WELCOME | INSTRUCTIONS | [16 empty] | Sign OBR: Repayment Agreement |  |  | Sign Project Completion Certification |  | INCENTIVE RATES & REQUIREMENTS |  |  | ( CONTACT US
[7 empty] | Program Type: | Prescriptive |  |  |  | Site Name: | [Project Name] |  |  |  | Status: | Draft Pre-Application |  | Estimated Incentive: | 0 |  |  | OBR Amt Requested:
0%
Progress
Union Information
2026 Commercial & Industrial Programs
C&I Energy Efficiency Program
Directions:
Please enter only New Jersey union labor information below.
If union labor was not used, or if union labor from outside the state of New Jersey was used for this project, please select "no" below.
|  | Was a New Jersey union involved in the installation of this project? | [13 empty] | Did the customer decline union work? | [5 empty] | Why?
Required
[16 empty] | Did a union decline the work? | [5 empty] | Why?
Please enter your selection if not found in the dropdown list. Any manual inputs will be reviewed as it is not included in the approved dropdown selection.
Union Contact Information
|  | Name of Union |  |  | Union Local |  |  |  | Accepted Contract Date |  | Contact First Name |  |  |  | Contact Last Name |  |  | Contact Title | Contact Phone Number |  | Contact Email
Unions By Measure Category
|  | Measure Category |  | Line Items | Total Cost |  | Unions Used
|  | Lighting & Lighting Controls |  | 0 | 0
|  | HVAC |  | 0 | 0
|  | HVAC Controls |  | 0 | 0
|  | Heating |  | 0 | 0
|  | Water Heating & Boilers |  | 0 | 0
|  | Refrigeration |  | 0 | 0
|  | Food Service |  | 0 | 0
|  | Agriculture |  | 0 | 0
|  | Plug Load |  | 0 | 0
|  | Residential Appliances |  | 0 | 0
|  | Miscellaneous |  | 0 | 0
Directions:
For ancillary fees associated with this project that utilized union labor please see below for information required.
For costs not available under Type of Fee dropdown please select "Other" and describe the type of fee in the description box.
Ancillary Fee Information
|  | Type of Fee |  |  | Description | [14 empty] | Affiliated Union | [5 empty] | Labor Cost
| PSE&G C&I Energy Efficiency Program |  |  |  |  | © 2026 TRC Companies, Inc. TRC Companies, Inc. and its affiliates reserve all rights associated with this body of work. Content cannot be edited or replicated without the express, written consent of TRC Companies, Inc. or its affiliates. | [20 empty] | Prescriptive Incentive Application
1-844-300-PSEG (7734)
| PSEGenergysaver@TRCcompanies.com | [12 empty] | V2.1 Effective Date 4/24/2026 | [12 empty] | This is a TRC tool
Participation Agreement
Project Information
Customer Information
Equipment Input
Payment
Project Review
Trade Ally / Contractor Information
On-Bill Repayment
Union Information

## M05-S09
Wattage Table
Back to Lighting & Lighting Controls Tab
To use the wattage table, you'll need to know the current values. To narrow down your selection select either the lamp type, lamp length, wattage, or type of ballast.
| Primary Device Category | Lamp Type | Description | Ballast | Lamp Length | Lamp/Fixture | Watt/Lamp | Watt/Fixture
| CFL |  | 5W CFL Hard Wire Fixture |  |  |  | 5 | 7
| CFL |  | 7W CFL Hard Wire Fixture |  |  |  | 7 | 9
| CFL |  | 9W CFL Hard Wire Fixture |  |  |  | 9 | 11
| CFL |  | 11W CFL Hard Wire Fixture |  |  |  | 11 | 13
| CFL |  | 13W CFL Hard Wire Fixture |  |  |  | 13 | 15
| CFL |  | 18W CFL Hard Wire Fixture Electronic Ballast | Electronic |  |  | 18 | 20
| CFL |  | 18W CFL Hard Wire Fixture |  |  |  | 18 | 20
| CFL |  | 22W CFL Hard Wire Fixture |  |  |  | 22 | 24
| CFL |  | 1/23W CFL Hard Wire Fixture Electronic Ballast | Electronic |  |  | 23 | 25
| CFL |  | 26W CFL Hard Wire Fixture Electronic Ballast | Electronic |  |  | 26 | 28
| CFL |  | 26W CFL Hard Wire Fixture |  |  |  | 26 | 28
| CFL |  | 28W CFL Hard Wire Fixture |  |  |  | 28 | 30
| CFL |  | 32W CFL Hard Wire Fixture Electronic Ballast | Electronic |  |  | 32 | 34
| CFL |  | 32W CIRCLINE Hard Wire Fixture |  |  |  | 32 | 34
| CFL |  | 1/42W CFL Hard Wire Fixture Electronic Ballast | Electronic |  |  | 42 | 48
| CFL |  | 44W CIRCLINE Hard Wire Fixture |  |  |  | 44 | 46
| CFL |  | 1/57W CFL Hard Wire Fixture Electronic Ballast | Electronic |  |  | 57 | 65
| CFL |  | 2/5W CFL Hard Wire Fixture |  |  |  | 10 | 14
| CFL |  | 2/7W CFL Hard Wire Fixture |  |  |  | 14 | 18
| CFL |  | 2/9W CFL Hard Wire Fixture |  |  |  | 18 | 22
| CFL |  | 2/11W CFL Hard Wire Fixture |  |  |  | 22 | 26
| CFL |  | 2/13W CFL Hard Wire Fixture Electronic Ballast | Electronic |  |  | 26 | 28
| CFL |  | 2/13W CFL Hard Wire Fixture |  |  |  | 26 | 30
| CFL |  | 2/18W CFL Hard Wire Fixture Electronic Ballast | Electronic |  |  | 36 | 40
| CFL |  | 2/26W CFL Hard Wire Fixture Electronic Ballast | Electronic |  |  | 52 | 54
| CFL |  | 2/32W CFL Hard Wire Fixture Electronic Ballast | Electronic |  |  | 64 | 68
| CFL |  | 2/42W CFL Hard Wire Fixture Electronic Ballast | Electronic |  |  | 84 | 100
| CFL |  | 3/9W CFL Hard Wire Fixture |  |  |  | 27 | 33
| CFL |  | 3/13W CFL Hard Wire Fixture |  |  |  | 39 | 45
| CFL |  | 3/18W CFL Hard Wire Fixture Electronic Ballast | Electronic |  |  | 54 | 60
| CFL |  | 3/26W CFL Hard Wire Fixture Electronic Ballast | Electronic |  |  | 78 | 82
| CFL |  | 3/32W CFL Hard Wire Fixture Electronic Ballast | Electronic |  |  | 96 | 114
| CFL |  | 3/42W CFL Hard Wire Fixture Electronic Ballast | Electronic |  |  | 126 | 141
| CFL |  | 4/18W CFL Hard Wire Fixture Electronic Ballast | Electronic |  |  | 72 | 80
| CFL |  | 4/26W CFL Hard Wire Fixture Electronic Ballast | Electronic |  |  | 104 | 108
| CFL |  | 4/32W CFL Hard Wire Fixture Electronic Ballast | Electronic |  |  | 128 | 152
| CFL |  | 4/42W CFL Hard Wire Fixture Electronic Ballast | Electronic |  |  | 168 | 188
| CFL |  | 6/26W CFL Hard Wire Fixture Electronic Ballast | Electronic |  |  | 156 | 162
| CFL |  | 6/32W CFL Hard Wire Fixture Electronic Ballast | Electronic |  |  | 192 | 228
| CFL |  | 6/42W CFL Hard Wire Fixture Electronic Ballast | Electronic |  |  | 252 | 282
| CFL |  | 8/26W CFL Hard Wire Fixture Electronic Ballast | Electronic |  |  | 208 | 216
| CFL |  | 8/32W CFL Hard Wire Fixture Electronic Ballast | Electronic |  |  | 256 | 304
| CFL |  | 8/42W CFL Hard Wire Fixture Electronic Ballast | Electronic |  |  | 336 | 376
| Exit Sign |  | 0.5 WATT LED |  |  |  | 0.5 | 0.5
| Exit Sign |  | 1.5 WATT LED |  |  |  | 1.5 | 1.5
| Exit Sign |  | 2.0 WATT LED |  |  |  | 2 | 2
| Exit Sign |  | 3.0 WATT LED |  |  |  | 5 | 0
| Exit Sign |  | 5.0 WATT LED |  |  |  | 5 | 5
| Exit Sign |  | 8.0 WATT LED |  |  |  | 8 | 8
| Halogen/Quartz |  | 35W Halogen Lamp |  |  |  | 35 | 35
| Halogen/Quartz |  | 40W Halogen Lamp |  |  |  | 40 | 40
| Halogen/Quartz |  | 42W Halogen Lamp |  |  |  | 42 | 42
| Halogen/Quartz |  | 45W Halogen Lamp |  |  |  | 45 | 45
| Halogen/Quartz |  | 47W Halogen Lamp |  |  |  | 47 | 47
| Halogen/Quartz |  | 50W Halogen Lamp |  |  |  | 50 | 50
| Halogen/Quartz |  | 52W Halogen Lamp |  |  |  | 52 | 52
| Halogen/Quartz |  | 55W Halogen Lamp |  |  |  | 55 | 55
| Halogen/Quartz |  | 60W Halogen Lamp |  |  |  | 60 | 60
| Halogen/Quartz |  | 72W Halogen Lamp |  |  |  | 72 | 72
| Halogen/Quartz |  | 75W Halogen Lamp |  |  |  | 75 | 75
| Halogen/Quartz |  | 90W Halogen Lamp |  |  |  | 90 | 90
| Halogen/Quartz |  | 100W Halogen Lamp |  |  |  | 100 | 100
| Halogen/Quartz |  | 150W Halogen Lamp |  |  |  | 150 | 150
| Halogen/Quartz |  | 200W Halogen Lamp |  |  |  | 200 | 200
| Halogen/Quartz |  | 250W Halogen Lamp |  |  |  | 250 | 250
| Halogen/Quartz |  | 300W Halogen Lamp |  |  |  | 300 | 300
| Halogen/Quartz |  | 350W Halogen Lamp |  |  |  | 350 | 350
| Halogen/Quartz |  | 400W Halogen Lamp |  |  |  | 400 | 400
| Halogen/Quartz |  | 425W Halogen Lamp |  |  |  | 425 | 425
| Halogen/Quartz |  | 500W Halogen Lamp |  |  |  | 500 | 500
| Halogen/Quartz |  | 750W Halogen Lamp |  |  |  | 500 | 750
| Halogen/Quartz |  | 900W Halogen Lamp |  |  |  | 900 | 900
| Halogen/Quartz |  | 1000W Halogen Lamp |  |  |  | 1000 | 1000
| Halogen/Quartz |  | 1200W Halogen Lamp |  |  |  | 1200 | 1200
| Halogen/Quartz |  | 1500W Halogen Lamp |  |  |  | 1500 | 1500
| Halogen/Quartz |  | 2-75W HALOGEN LAMP |  |  |  | 1800 | 1800
| HPS |  | 35W HPS |  |  |  | 35 | 45
| HPS |  | 50W HPS |  |  |  | 50 | 65
| HPS |  | 70W HPS |  |  |  | 70 | 90
| HPS |  | 100W HPS |  |  |  | 100 | 130
| HPS |  | 150W HPS |  |  |  | 150 | 190
| HPS |  | 200W HPS |  |  |  | 200 | 240
| HPS |  | 225W HPS |  |  |  | 225 | 275
| HPS |  | 250W HPS |  |  |  | 250 | 295
| HPS |  | 310W HPS |  |  |  | 310 | 350
| HPS |  | 360W HPS |  |  |  | 360 | 435
| HPS |  | 400W HPS |  |  |  | 400 | 460
| HPS |  | 600W HPS |  |  |  | 600 | 675
| HPS |  | 750W HPS |  |  |  | 750 | 835
| HPS |  | 1000W HPS |  |  |  | 1000 | 1085
| Incand. Lamps |  | 15W INC |  |  |  | 15 | 15
| Incand. Lamps |  | 20W INC |  |  |  | 20 | 20
| Incand. Lamps |  | 25W INC |  |  |  | 25 | 25
| Incand. Lamps |  | 34W INC |  |  |  | 34 | 34
| Incand. Lamps |  | 36W INC |  |  |  | 36 | 36
| Incand. Lamps |  | 40W INC |  |  |  | 40 | 40
| Incand. Lamps |  | 42W INC |  |  |  | 42 | 42
| Incand. Lamps |  | 45W INC |  |  |  | 45 | 45
| Incand. Lamps |  | 50W INC |  |  |  | 50 | 50
| Incand. Lamps |  | 52W INC |  |  |  | 52 | 52
| Incand. Lamps |  | 54W INC |  |  |  | 54 | 54
| Incand. Lamps |  | 55W INC |  |  |  | 55 | 55
| Incand. Lamps |  | 60W INC |  |  |  | 60 | 60
| Incand. Lamps |  | 65W INC |  |  |  | 65 | 65
| Incand. Lamps |  | 67W INC |  |  |  | 67 | 67
| Incand. Lamps |  | 69W INC |  |  |  | 69 | 69
| Incand. Lamps |  | 72W INC |  |  |  | 72 | 72
| Incand. Lamps |  | 75W INC |  |  |  | 75 | 75
| Incand. Lamps |  | 80W INC |  |  |  | 80 | 80
| Incand. Lamps |  | 85W INC |  |  |  | 85 | 85
| Incand. Lamps |  | 90W INC |  |  |  | 90 | 90
| Incand. Lamps |  | 93W INC |  |  |  | 93 | 93
| Incand. Lamps |  | 100W INC |  |  |  | 100 | 100
| Incand. Lamps |  | 120W INC |  |  |  | 120 | 120
| Incand. Lamps |  | 125W INC |  |  |  | 125 | 125
| Incand. Lamps |  | 135W INC |  |  |  | 135 | 135
| Incand. Lamps |  | 150W INC |  |  |  | 150 | 150
| Incand. Lamps |  | 200W INC |  |  |  | 200 | 200
| Incand. Lamps |  | 300W INC |  |  |  | 300 | 300
| Incand. Lamps |  | 448W INC |  |  |  | 448 | 448
| Incand. Lamps |  | 500W INC |  |  |  | 500 | 500
| Incand. Lamps |  | 750W INC |  |  |  | 750 | 750
| Incand. Lamps |  | 1000W INC |  |  |  | 1000 | 1000
| Incand. Lamps |  | 1500W INC |  |  |  | 1500 | 1500
| LED |  | LED 1.5W |  |  | 1 | 1.5 | 1.5
| LED |  | LED 2W |  |  | 1 | 2 | 2
| LED |  | LED 3W |  |  | 1 | 3 | 3
| LED |  | LED 4W |  |  | 1 | 4 | 4
| LED |  | LED 5W |  |  | 1 | 5 | 5
| LED |  | LED 6W |  |  | 1 | 6 | 6
| LED |  | LED 7W |  |  | 1 | 7 | 7
| LED |  | LED 8W |  |  | 1 | 8 | 8
| LED |  | LED 9W |  |  | 1 | 9 | 9
| LED |  | LED 10W |  |  | 1 | 10 | 10
| LED |  | LED 10.5W |  |  | 1 | 10.5 | 10.5
| LED |  | LED 11W |  |  | 1 | 11 | 11
| LED |  | LED 12W |  |  | 1 | 12 | 12
| LED |  | LED 13W |  |  | 1 | 13 | 13
| LED |  | LED 14W |  |  | 1 | 14 | 14
| LED |  | LED 15W |  |  | 1 | 15 | 15
| LED |  | LED 16W |  |  | 1 | 16 | 16
| LED |  | LED 17W |  |  | 1 | 17 | 17
| LED |  | LED 18W |  |  | 1 | 18 | 18
| LED |  | LED 19W |  |  | 1 | 19 | 19
| LED |  | LED 20W |  |  | 1 | 20 | 20
| LED |  | LED 21W |  |  | 1 | 21 | 21
| LED |  | LED 22W |  |  | 1 | 22 | 22
| LED |  | LED 23W |  |  | 1 | 23 | 23
| LED |  | LED 24W |  |  | 1 | 24 | 24
| LED |  | LED 25W |  |  | 1 | 25 | 25
| LED |  | LED 26W |  |  | 1 | 26 | 26
| LED |  | LED 27W |  |  | 1 | 27 | 27
| LED |  | LED 28W |  |  | 1 | 28 | 28
| LED |  | LED 29W |  |  | 1 | 29 | 29
| LED |  | LED 30W |  |  | 1 | 30 | 30
| LED |  | LED 31W |  |  | 1 | 31 | 31
| LED |  | LED 32W |  |  | 1 | 32 | 32
| LED |  | LED 33W |  |  | 1 | 33 | 33
| LED |  | LED 34W |  |  | 1 | 34 | 34
| LED |  | LED 35W |  |  | 1 | 35 | 35
| LED |  | LED 36W |  |  | 1 | 36 | 36
| LED |  | LED 37W |  |  | 1 | 37 | 37
| LED |  | LED 38W |  |  | 1 | 38 | 38
| LED |  | LED 39W |  |  | 1 | 39 | 39
| LED |  | LED 40W |  |  | 1 | 40 | 40
| LED |  | LED 41W |  |  | 1 | 41 | 41
| LED |  | LED 42W |  |  | 1 | 42 | 42
| LED |  | LED 43W |  |  | 1 | 43 | 43
| LED |  | LED 44W |  |  | 1 | 44 | 44
| LED |  | LED 45W |  |  | 1 | 45 | 45
| LED |  | LED 46W |  |  | 1 | 46 | 46
| LED |  | LED 47W |  |  | 1 | 47 | 47
| LED |  | LED 48W |  |  | 1 | 48 | 48
| LED |  | LED 49W |  |  | 1 | 49 | 49
| LED |  | LED 50W |  |  | 1 | 50 | 50
| LED |  | LED 51W |  |  | 1 | 51 | 51
| LED |  | LED 52W |  |  | 1 | 52 | 52
| LED |  | LED 53W |  |  | 1 | 53 | 53
| LED |  | LED 54W |  |  | 1 | 54 | 54
| LED |  | LED 55W |  |  | 1 | 55 | 55
| LED |  | LED 56W |  |  | 1 | 56 | 56
| LED |  | LED 57W |  |  | 1 | 57 | 57
| LED |  | LED 58W |  |  | 1 | 58 | 58
| LED |  | LED 59W |  |  | 1 | 59 | 59
| LED |  | LED 60W |  |  | 1 | 60 | 60
| LED |  | LED 61W |  |  | 1 | 61 | 61
| LED |  | LED 62W |  |  | 1 | 62 | 62
| LED |  | LED 63W |  |  | 1 | 63 | 63
| LED |  | LED 64W |  |  | 1 | 64 | 64
| LED |  | LED 65W |  |  | 1 | 65 | 65
| LED |  | LED 66W |  |  | 1 | 66 | 66
| LED |  | LED 67W |  |  | 1 | 67 | 67
| LED |  | LED 68W |  |  | 1 | 68 | 68
| LED |  | LED 69W |  |  | 1 | 69 | 69
| LED |  | LED 70W |  |  | 1 | 70 | 70
| LED |  | LED 71W |  |  | 1 | 71 | 71
| LED |  | LED 72W |  |  | 1 | 72 | 72
| LED |  | LED 73W |  |  | 1 | 73 | 73
| LED |  | LED 74W |  |  | 1 | 74 | 74
| LED |  | LED 75W |  |  | 1 | 75 | 75
| LED |  | LED 76W |  |  | 1 | 76 | 76
| LED |  | LED 77W |  |  | 1 | 77 | 77
| LED |  | LED 78W |  |  | 1 | 78 | 78
| LED |  | LED 79W |  |  | 1 | 79 | 79
| LED |  | LED 80W |  |  | 1 | 80 | 80
| LED |  | LED 81W |  |  | 1 | 81 | 81
| LED |  | LED 82W |  |  | 1 | 82 | 82
| LED |  | LED 83W |  |  | 1 | 83 | 83
| LED |  | LED 84W |  |  | 1 | 84 | 84
| LED |  | LED 85W |  |  | 1 | 85 | 85
| LED |  | LED 86W |  |  | 1 | 86 | 86
| LED |  | LED 87W |  |  | 1 | 87 | 87
| LED |  | LED 88W |  |  | 1 | 88 | 88
| LED |  | LED 89W |  |  | 1 | 89 | 89
| LED |  | LED 90W |  |  | 1 | 90 | 90
| LED |  | LED 91W |  |  | 1 | 91 | 91
| LED |  | LED 92W |  |  | 1 | 92 | 92
| LED |  | LED 93W |  |  | 1 | 93 | 93
| LED |  | LED 94W |  |  | 1 | 94 | 94
| LED |  | LED 95W |  |  | 1 | 95 | 95
| LED |  | LED 96W |  |  | 1 | 96 | 96
| LED |  | LED 97W |  |  | 1 | 97 | 97
| LED |  | LED 98W |  |  | 1 | 98 | 98
| LED |  | LED 99W |  |  | 1 | 99 | 99
| LED |  | LED 100W |  |  | 1 | 100 | 100
| LED |  | LED 101W |  |  | 1 | 101 | 101
| LED |  | LED 102W |  |  | 1 | 102 | 102
| LED |  | LED 103W |  |  | 1 | 103 | 103
| LED |  | LED 104W |  |  | 1 | 104 | 104
| LED |  | LED 105W |  |  | 1 | 105 | 105
| LED |  | LED 106W |  |  | 1 | 106 | 106
| LED |  | LED 107W |  |  | 1 | 107 | 107
| LED |  | LED 108W |  |  | 1 | 108 | 108
| LED |  | LED 109W |  |  | 1 | 109 | 109
| LED |  | LED 110W |  |  | 1 | 110 | 110
| LED |  | LED 111W |  |  | 1 | 111 | 111
| LED |  | LED 112W |  |  | 1 | 112 | 112
| LED |  | LED 113W |  |  | 1 | 113 | 113
| LED |  | LED 114W |  |  | 1 | 114 | 114
| LED |  | LED 115W |  |  | 1 | 115 | 115
| LED |  | LED 116W |  |  | 1 | 116 | 116
| LED |  | LED 117W |  |  | 1 | 117 | 117
| LED |  | LED 118W |  |  | 1 | 118 | 118
| LED |  | LED 119W |  |  | 1 | 119 | 119
| LED |  | LED 120W |  |  | 1 | 120 | 120
| LED |  | LED 121W |  |  | 1 | 121 | 121
| LED |  | LED 122W |  |  | 1 | 122 | 122
| LED |  | LED 123W |  |  | 1 | 123 | 123
| LED |  | LED 124W |  |  | 1 | 124 | 124
| LED |  | LED 125W |  |  | 1 | 125 | 125
| LED |  | LED 126W |  |  | 1 | 126 | 126
| LED |  | LED 127W |  |  | 1 | 127 | 127
| LED |  | LED 128W |  |  | 1 | 128 | 128
| LED |  | LED 129W |  |  | 1 | 129 | 129
| LED |  | LED 130W |  |  | 1 | 130 | 130
| LED |  | LED 131W |  |  | 1 | 131 | 131
| LED |  | LED 132W |  |  | 1 | 132 | 132
| LED |  | LED 133W |  |  | 1 | 133 | 133
| LED |  | LED 134W |  |  | 1 | 134 | 134
| LED |  | LED 135W |  |  | 1 | 135 | 135
| LED |  | LED 136W |  |  | 1 | 136 | 136
| LED |  | LED 137W |  |  | 1 | 137 | 137
| LED |  | LED 138W |  |  | 1 | 138 | 138
| LED |  | LED 139W |  |  | 1 | 139 | 139
| LED |  | LED 140W |  |  | 1 | 140 | 140
| LED |  | LED 141W |  |  | 1 | 141 | 141
| LED |  | LED 142W |  |  | 1 | 142 | 142
| LED |  | LED 143W |  |  | 1 | 143 | 143
| LED |  | LED 144W |  |  | 1 | 144 | 144
| LED |  | LED 145W |  |  | 1 | 145 | 145
| LED |  | LED 146W |  |  | 1 | 146 | 146
| LED |  | LED 147W |  |  | 1 | 147 | 147
| LED |  | LED 148W |  |  | 1 | 148 | 148
| LED |  | LED 149W |  |  | 1 | 149 | 149
| LED |  | LED 150W |  |  | 1 | 150 | 150
| LED |  | LED 151W |  |  | 1 | 151 | 151
| LED |  | LED 152W |  |  | 1 | 152 | 152
| LED |  | LED 153W |  |  | 1 | 153 | 153
| LED |  | LED 154W |  |  | 1 | 154 | 154
| LED |  | LED 155W |  |  | 1 | 155 | 155
| LED |  | LED 156W |  |  | 1 | 156 | 156
| LED |  | LED 157W |  |  | 1 | 157 | 157
| LED |  | LED 158W |  |  | 1 | 158 | 158
| LED |  | LED 159W |  |  | 1 | 159 | 159
| LED |  | LED 160W |  |  | 1 | 160 | 160
| LED |  | LED 161W |  |  | 1 | 161 | 161
| LED |  | LED 162W |  |  | 1 | 162 | 162
| LED |  | LED 163W |  |  | 1 | 163 | 163
| LED |  | LED 164W |  |  | 1 | 164 | 164
| LED |  | LED 165W |  |  | 1 | 165 | 165
| LED |  | LED 166W |  |  | 1 | 166 | 166
| LED |  | LED 167W |  |  | 1 | 167 | 167
| LED |  | LED 168W |  |  | 1 | 168 | 168
| LED |  | LED 169W |  |  | 1 | 169 | 169
| LED |  | LED 170W |  |  | 1 | 170 | 170
| LED |  | LED 171W |  |  | 1 | 171 | 171
| LED |  | LED 172W |  |  | 1 | 172 | 172
| LED |  | LED 173W |  |  | 1 | 173 | 173
| LED |  | LED 174W |  |  | 1 | 174 | 174
| LED |  | LED 175W |  |  | 1 | 175 | 175
| LED |  | LED 176W |  |  | 1 | 176 | 176
| LED |  | LED 177W |  |  | 1 | 177 | 177
| LED |  | LED 178W |  |  | 1 | 178 | 178
| LED |  | LED 179W |  |  | 1 | 179 | 179
| LED |  | LED 180W |  |  | 1 | 180 | 180
| LED |  | LED 181W |  |  | 1 | 181 | 181
| LED |  | LED 182W |  |  | 1 | 182 | 182
| LED |  | LED 183W |  |  | 1 | 183 | 183
| LED |  | LED 184W |  |  | 1 | 184 | 184
| LED |  | LED 185W |  |  | 1 | 185 | 185
| LED |  | LED 186W |  |  | 1 | 186 | 186
| LED |  | LED 187W |  |  | 1 | 187 | 187
| LED |  | LED 188W |  |  | 1 | 188 | 188
| LED |  | LED 189W |  |  | 1 | 189 | 189
| LED |  | LED 190W |  |  | 1 | 190 | 190
| LED |  | LED 191W |  |  | 1 | 191 | 191
| LED |  | LED 192W |  |  | 1 | 192 | 192
| LED |  | LED 193W |  |  | 1 | 193 | 193
| LED |  | LED 194W |  |  | 1 | 194 | 194
| LED |  | LED 195W |  |  | 1 | 195 | 195
| LED |  | LED 196W |  |  | 1 | 196 | 196
| LED |  | LED 197W |  |  | 1 | 197 | 197
| LED |  | LED 198W |  |  | 1 | 198 | 198
| LED |  | LED 199W |  |  | 1 | 199 | 199
| LED |  | LED 200W |  |  | 1 | 200 | 200
| LED |  | LED 201W |  |  | 1 | 201 | 201
| LED |  | LED 202W |  |  | 1 | 202 | 202
| LED |  | LED 203W |  |  | 1 | 203 | 203
| LED |  | LED 204W |  |  | 1 | 204 | 204
| LED |  | LED 205W |  |  | 1 | 205 | 205
| LED |  | LED 206W |  |  | 1 | 206 | 206
| LED |  | LED 207W |  |  | 1 | 207 | 207
| LED |  | LED 208W |  |  | 1 | 208 | 208
| LED |  | LED 209W |  |  | 1 | 209 | 209
| LED |  | LED 210W |  |  | 1 | 210 | 210
| LED |  | LED 211W |  |  | 1 | 211 | 211
| LED |  | LED 212W |  |  | 1 | 212 | 212
| LED |  | LED 213W |  |  | 1 | 213 | 213
| LED |  | LED 214W |  |  | 1 | 214 | 214
| LED |  | LED 215W |  |  | 1 | 215 | 215
| LED |  | LED 216W |  |  | 1 | 216 | 216
| LED |  | LED 217W |  |  | 1 | 217 | 217
| LED |  | LED 218W |  |  | 1 | 218 | 218
| LED |  | LED 219W |  |  | 1 | 219 | 219
| LED |  | LED 220W |  |  | 1 | 220 | 220
| LED |  | LED 221W |  |  | 1 | 221 | 221
| LED |  | LED 222W |  |  | 1 | 222 | 222
| LED |  | LED 223W |  |  | 1 | 223 | 223
| LED |  | LED 224W |  |  | 1 | 224 | 224
| LED |  | LED 225W |  |  | 1 | 225 | 225
| LED |  | LED 226W |  |  | 1 | 226 | 226
| LED |  | LED 227W |  |  | 1 | 227 | 227
| LED |  | LED 228W |  |  | 1 | 228 | 228
| LED |  | LED 229W |  |  | 1 | 229 | 229
| LED |  | LED 230W |  |  | 1 | 230 | 230
| LED |  | LED 231W |  |  | 1 | 231 | 231
| LED |  | LED 232W |  |  | 1 | 232 | 232
| LED |  | LED 233W |  |  | 1 | 233 | 233
| LED |  | LED 234W |  |  | 1 | 234 | 234
| LED |  | LED 235W |  |  | 1 | 235 | 235
| LED |  | LED 236W |  |  | 1 | 236 | 236
| LED |  | LED 237W |  |  | 1 | 237 | 237
| LED |  | LED 238W |  |  | 1 | 238 | 238
| LED |  | LED 239W |  |  | 1 | 239 | 239
| LED |  | LED 240W |  |  | 1 | 240 | 240
| LED |  | LED 241W |  |  | 1 | 241 | 241
| LED |  | LED 242W |  |  | 1 | 242 | 242
| LED |  | LED 243W |  |  | 1 | 243 | 243
| LED |  | LED 244W |  |  | 1 | 244 | 244
| LED |  | LED 245W |  |  | 1 | 245 | 245
| LED |  | LED 246W |  |  | 1 | 246 | 246
| LED |  | LED 247W |  |  | 1 | 247 | 247
| LED |  | LED 248W |  |  | 1 | 248 | 248
| LED |  | LED 249W |  |  | 1 | 249 | 249
| LED |  | LED 250W |  |  | 1 | 250 | 250
| LED |  | LED 251W |  |  | 1 | 251 | 251
| LED |  | LED 252W |  |  | 1 | 252 | 252
| LED |  | LED 253W |  |  | 1 | 253 | 253
| LED |  | LED 254W |  |  | 1 | 254 | 254
| LED |  | LED 255W |  |  | 1 | 255 | 255
| LED |  | LED 256W |  |  | 1 | 256 | 256
| LED |  | LED 257W |  |  | 1 | 257 | 257
| LED |  | LED 258W |  |  | 1 | 258 | 258
| LED |  | LED 259W |  |  | 1 | 259 | 259
| LED |  | LED 260W |  |  | 1 | 260 | 260
| LED |  | LED 261W |  |  | 1 | 261 | 261
| LED |  | LED 262W |  |  | 1 | 262 | 262
| LED |  | LED 263W |  |  | 1 | 263 | 263
| LED |  | LED 264W |  |  | 1 | 264 | 264
| LED |  | LED 265W |  |  | 1 | 265 | 265
| LED |  | LED 266W |  |  | 1 | 266 | 266
| LED |  | LED 267W |  |  | 1 | 267 | 267
| LED |  | LED 268W |  |  | 1 | 268 | 268
| LED |  | LED 269W |  |  | 1 | 269 | 269
| LED |  | LED 270W |  |  | 1 | 270 | 270
| LED |  | LED 271W |  |  | 1 | 271 | 271
| LED |  | LED 272W |  |  | 1 | 272 | 272
| LED |  | LED 273W |  |  | 1 | 273 | 273
| LED |  | LED 274W |  |  | 1 | 274 | 274
| LED |  | LED 275W |  |  | 1 | 275 | 275
| LED |  | LED 276W |  |  | 1 | 276 | 276
| LED |  | LED 277W |  |  | 1 | 277 | 277
| LED |  | LED 278W |  |  | 1 | 278 | 278
| LED |  | LED 279W |  |  | 1 | 279 | 279
| LED |  | LED 280W |  |  | 1 | 280 | 280
| LED |  | LED 281W |  |  | 1 | 281 | 281
| LED |  | LED 282W |  |  | 1 | 282 | 282
| LED |  | LED 283W |  |  | 1 | 283 | 283
| LED |  | LED 284W |  |  | 1 | 284 | 284
| LED |  | LED 285W |  |  | 1 | 285 | 285
| LED |  | LED 286W |  |  | 1 | 286 | 286
| LED |  | LED 287W |  |  | 1 | 287 | 287
| LED |  | LED 288W |  |  | 1 | 288 | 288
| LED |  | LED 289W |  |  | 1 | 289 | 289
| LED |  | LED 290W |  |  | 1 | 290 | 290
| LED |  | LED 291W |  |  | 1 | 291 | 291
| LED |  | LED 292W |  |  | 1 | 292 | 292
| LED |  | LED 293W |  |  | 1 | 293 | 293
| LED |  | LED 294W |  |  | 1 | 294 | 294
| LED |  | LED 295W |  |  | 1 | 295 | 295
| LED |  | LED 296W |  |  | 1 | 296 | 296
| LED |  | LED 297W |  |  | 1 | 297 | 297
| LED |  | LED 298W |  |  | 1 | 298 | 298
| LED |  | LED 299W |  |  | 1 | 299 | 299
| LED |  | LED 300W |  |  | 1 | 300 | 300
| LED |  | LED 301W |  |  | 1 | 301 | 301
| LED |  | LED 302W |  |  | 1 | 302 | 302
| LED |  | LED 303W |  |  | 1 | 303 | 303
| LED |  | LED 304W |  |  | 1 | 304 | 304
| LED |  | LED 305W |  |  | 1 | 305 | 305
| LED |  | LED 306W |  |  | 1 | 306 | 306
| LED |  | LED 307W |  |  | 1 | 307 | 307
| LED |  | LED 308W |  |  | 1 | 308 | 308
| LED |  | LED 309W |  |  | 1 | 309 | 309
| LED |  | LED 310W |  |  | 1 | 310 | 310
| LED |  | LED 311W |  |  | 1 | 311 | 311
| LED |  | LED 312W |  |  | 1 | 312 | 312
| LED |  | LED 313W |  |  | 1 | 313 | 313
| LED |  | LED 314W |  |  | 1 | 314 | 314
| LED |  | LED 315W |  |  | 1 | 315 | 315
| LED |  | LED 316W |  |  | 1 | 316 | 316
| LED |  | LED 317W |  |  | 1 | 317 | 317
| LED |  | LED 318W |  |  | 1 | 318 | 318
| LED |  | LED 319W |  |  | 1 | 319 | 319
| LED |  | LED 320W |  |  | 1 | 320 | 320
| LED |  | LED 321W |  |  | 1 | 321 | 321
| LED |  | LED 322W |  |  | 1 | 322 | 322
| LED |  | LED 323W |  |  | 1 | 323 | 323
| LED |  | LED 324W |  |  | 1 | 324 | 324
| LED |  | LED 325W |  |  | 1 | 325 | 325
| LED |  | LED 326W |  |  | 1 | 326 | 326
| LED |  | LED 327W |  |  | 1 | 327 | 327
| LED |  | LED 328W |  |  | 1 | 328 | 328
| LED |  | LED 329W |  |  | 1 | 329 | 329
| LED |  | LED 330W |  |  | 1 | 330 | 330
| LED |  | LED 331W |  |  | 1 | 331 | 331
| LED |  | LED 332W |  |  | 1 | 332 | 332
| LED |  | LED 333W |  |  | 1 | 333 | 333
| LED |  | LED 334W |  |  | 1 | 334 | 334
| LED |  | LED 335W |  |  | 1 | 335 | 335
| LED |  | LED 336W |  |  | 1 | 336 | 336
| LED |  | LED 337W |  |  | 1 | 337 | 337
| LED |  | LED 338W |  |  | 1 | 338 | 338
| LED |  | LED 339W |  |  | 1 | 339 | 339
| LED |  | LED 340W |  |  | 1 | 340 | 340
| LED |  | LED 341W |  |  | 1 | 341 | 341
| LED |  | LED 342W |  |  | 1 | 342 | 342
| LED |  | LED 343W |  |  | 1 | 343 | 343
| LED |  | LED 344W |  |  | 1 | 344 | 344
| LED |  | LED 345W |  |  | 1 | 345 | 345
| LED |  | LED 346W |  |  | 1 | 346 | 346
| LED |  | LED 347W |  |  | 1 | 347 | 347
| LED |  | LED 348W |  |  | 1 | 348 | 348
| LED |  | LED 349W |  |  | 1 | 349 | 349
| LED |  | LED 350W |  |  | 1 | 350 | 350
| LED |  | LED 351W |  |  | 1 | 351 | 351
| LED |  | LED 352W |  |  | 1 | 352 | 352
| LED |  | LED 353W |  |  | 1 | 353 | 353
| LED |  | LED 354W |  |  | 1 | 354 | 354
| LED |  | LED 355W |  |  | 1 | 355 | 355
| LED |  | LED 356W |  |  | 1 | 356 | 356
| LED |  | LED 357W |  |  | 1 | 357 | 357
| LED |  | LED 358W |  |  | 1 | 358 | 358
| LED |  | LED 359W |  |  | 1 | 359 | 359
| LED |  | LED 360W |  |  | 1 | 360 | 360
| LED |  | LED 361W |  |  | 1 | 361 | 361
| LED |  | LED 362W |  |  | 1 | 362 | 362
| LED |  | LED 363W |  |  | 1 | 363 | 363
| LED |  | LED 364W |  |  | 1 | 364 | 364
| LED |  | LED 365W |  |  | 1 | 365 | 365
| LED |  | LED 366W |  |  | 1 | 366 | 366
| LED |  | LED 367W |  |  | 1 | 367 | 367
| LED |  | LED 368W |  |  | 1 | 368 | 368
| LED |  | LED 369W |  |  | 1 | 369 | 369
| LED |  | LED 370W |  |  | 1 | 370 | 370
| LED |  | LED 371W |  |  | 1 | 371 | 371
| LED |  | LED 372W |  |  | 1 | 372 | 372
| LED |  | LED 373W |  |  | 1 | 373 | 373
| LED |  | LED 374W |  |  | 1 | 374 | 374
| LED |  | LED 375W |  |  | 1 | 375 | 375
| LED |  | LED 376W |  |  | 1 | 376 | 376
| LED |  | LED 377W |  |  | 1 | 377 | 377
| LED |  | LED 378W |  |  | 1 | 378 | 378
| LED |  | LED 379W |  |  | 1 | 379 | 379
| LED |  | LED 380W |  |  | 1 | 380 | 380
| LED |  | LED 381W |  |  | 1 | 381 | 381
| LED |  | LED 382W |  |  | 1 | 382 | 382
| LED |  | LED 383W |  |  | 1 | 383 | 383
| LED |  | LED 384W |  |  | 1 | 384 | 384
| LED |  | LED 385W |  |  | 1 | 385 | 385
| LED |  | LED 386W |  |  | 1 | 386 | 386
| LED |  | LED 387W |  |  | 1 | 387 | 387
| LED |  | LED 388W |  |  | 1 | 388 | 388
| LED |  | LED 389W |  |  | 1 | 389 | 389
| LED |  | LED 390W |  |  | 1 | 390 | 390
| LED |  | LED 391W |  |  | 1 | 391 | 391
| LED |  | LED 392W |  |  | 1 | 392 | 392
| LED |  | LED 393W |  |  | 1 | 393 | 393
| LED |  | LED 394W |  |  | 1 | 394 | 394
| LED |  | LED 395W |  |  | 1 | 395 | 395
| LED |  | LED 396W |  |  | 1 | 396 | 396
| LED |  | LED 397W |  |  | 1 | 397 | 397
| LED |  | LED 398W |  |  | 1 | 398 | 398
| LED |  | LED 399W |  |  | 1 | 399 | 399
| LED |  | LED 400W |  |  | 1 | 400 | 400
| LED |  | 4X94 WATT LED |  |  | 1 | 376 | 376
| LED |  | 3x135 WATT LED |  |  | 1 | 405 | 405
| LPS |  | 35W LPS |  |  |  | 35 | 60
| LPS |  | 55W LPS |  |  |  | 55 | 85
| LPS |  | 90W LPS |  |  |  | 90 | 130
| LPS |  | 135W LPS |  |  |  | 135 | 180
| LPS |  | 180W LPS |  |  |  | 180 | 230
| LV Halogen |  | 20W LV Halogen Fixt |  |  |  | 20 | 30
| LV Halogen |  | 25W LV Halogen Fixt |  |  |  | 25 | 35
| LV Halogen |  | 35W LV Halogen Fixt |  |  |  | 35 | 45
| LV Halogen |  | 42W LV Halogen Fixt |  |  |  | 42 | 52
| LV Halogen |  | 50W LV Halogen Fixt |  |  |  | 50 | 60
| LV Halogen |  | 65W LV Halogen Fixt |  |  |  | 65 | 75
| LV Halogen |  | 75W LV Halogen Fixt |  |  |  | 75 | 85
| Mercury Vapor |  | 40W MV |  |  |  | 40 | 50
| Mercury Vapor |  | 50W MV |  |  |  | 50 | 75
| Mercury Vapor |  | 75W MV |  |  |  | 75 | 95
| Mercury Vapor |  | 100W MV |  |  |  | 100 | 120
| Mercury Vapor |  | 175W MV |  |  |  | 175 | 205
| Mercury Vapor |  | 250W MV |  |  |  | 250 | 290
| Mercury Vapor |  | 400W MV |  |  |  | 400 | 455
| Mercury Vapor |  | 700W MV |  |  |  | 700 | 775
| Mercury Vapor |  | 1000W MV |  |  |  | 1000 | 1075
| Mercury Vapor |  | 2/400W MV |  |  |  | 400 | 880
| Metal Halide |  | 32W MH |  |  |  | 32 | 40
| Metal Halide |  | 50W MH |  |  |  | 50 | 65
| Metal Halide |  | 70W MH |  |  |  | 70 | 95
| Metal Halide |  | 100W MH |  |  |  | 100 | 120
| Metal Halide |  | 150W MH |  |  |  | 150 | 190
| Metal Halide |  | 175W MH |  |  |  | 175 | 205
| Metal Halide |  | 250W MH |  |  |  | 250 | 295
| Metal Halide |  | 360W MH |  |  |  | 360 | 430
| Metal Halide |  | 400W MH |  |  |  | 400 | 455
| Metal Halide |  | 750W MH |  |  |  | 750 | 825
| Metal Halide |  | 1000W MH |  |  |  | 1000 | 1075
| Metal Halide |  | 1500W MH |  |  |  | 1500 | 1615
| Metal Halide |  | 1800W MH |  |  |  | 1800 | 1875
| Metal Halide |  | 150W MH EB |  |  | 1 | 150 | 160
| Metal Halide |  | 200W MH EB |  |  | 1 | 200 | 215
| Metal Halide |  | 250W MH EB |  |  | 1 | 250 | 270
| Metal Halide |  | 320W MH EB |  |  | 1 | 320 | 345
| Metal Halide |  | 350W MH EB |  |  | 1 | 350 | 375
| Metal Halide |  | 400W MH EB |  |  | 1 | 400 | 430
| Metal Halide |  | 450W MH EB |  |  | 1 | 450 | 480
| Metal Halide Track Lighting |  | 20W MH SPOT |  |  |  | 20 | 20
| Metal Halide Track Lighting |  | 25W MH SPOT |  |  |  | 25 | 25
| Metal Halide Track Lighting |  | 35W MH SPOT |  |  |  | 35 | 44
| Metal Halide Track Lighting |  | 39W MH SPOT |  |  |  | 39 | 47
| Metal Halide Track Lighting |  | 50W MH SPOT |  |  |  | 50 | 60
| Metal Halide Track Lighting |  | 70W MH SPOT |  |  |  | 70 | 80
| Metal Halide Track Lighting |  | 100W MH SPOT |  |  |  | 100 | 111
| Metal Halide Track Lighting |  | 150W MH SPOT |  |  |  | 150 | 162
| PS Metal Halide |  | 100W MH Constant-Wattage Autotransformer |  |  |  | 100 | 128
| PS Metal Halide |  | 100W MH Linear |  |  |  | 100 | 118
| PS Metal Halide |  | 150W MH Constant-Wattage Autotransformer |  |  |  | 150 | 190
| PS Metal Halide |  | 150W MH Linear |  |  |  | 150 | 172
| PS Metal Halide |  | 175W MH Constant-Wattage Autotransformer |  |  |  | 175 | 208
| PS Metal Halide |  | 175W MH Linear |  |  |  | 175 | 190
| PS Metal Halide |  | 200W MH Constant-Wattage Autotransformer |  |  |  | 200 | 232
| PS Metal Halide |  | 200W MH Linear |  |  |  | 200 | 218
| PS Metal Halide |  | 250W MH Constant-Wattage Autotransformer |  |  |  | 250 | 288
| PS Metal Halide |  | 250W MH Linear |  |  |  | 250 | 265
| PS Metal Halide |  | 300W MH Constant-Wattage Autotransformer |  |  |  | 300 | 342
| PS Metal Halide |  | 300W MH Linear |  |  |  | 300 | 324
| PS Metal Halide |  | 320W MH Constant-Wattage Autotransformer |  |  |  | 320 | 365
| PS Metal Halide |  | 320W MH Linear |  |  |  | 320 | 345
| PS Metal Halide |  | 350W MH Constant-Wattage Autotransformer |  |  |  | 350 | 400
| PS Metal Halide |  | 350W MH Linear |  |  |  | 350 | 375
| PS Metal Halide |  | 400W MH Constant-Wattage Autotransformer |  |  |  | 400 | 455
| PS Metal Halide |  | 400W MH Linear |  |  |  | 400 | 430
| PS Metal Halide |  | 450W MH Constant-Wattage Autotransformer |  |  |  | 450 | 508
| PS Metal Halide |  | 450W MH Linear |  |  |  | 450 | 480
| PS Metal Halide |  | 750W MH Constant-Wattage Autotransformer |  |  |  | 750 | 815
| PS Metal Halide |  | 750W MH Linear |  |  |  | 750 | 805
| PS Metal Halide |  | 1000W MH Constant-Wattage Autotransformer |  |  |  | 1000 | 1080
| T5 | Standard | 1 Lamp 2’ 14W T5/ Electronic Ballast | Electronic | 2 | 1 | 14 | 16
| T5 | Standard | 1 Lamp 3’ 21W T5/ Electronic Ballast | Electronic | 3 | 1 | 21 | 24
| T5 | High Output | 1 Lamp 2’ 24W T5 HO/ Electronic Ballast | Electronic | 2 | 1 | 24 | 29
| T5 | Standard | 1 Lamp 4’ 28W T5/ Electronic Ballast | Electronic | 4 | 1 | 28 | 32
| T5 | High Output | 1 Lamp 3’ 39W T5 HO/ Electronic Ballast | Electronic | 3 | 1 | 39 | 42
| T5 | High Output | 1 Lamp 4’ 54W T5 HO/ Electronic Ballast | Electronic | 4 | 1 | 54 | 59
| T5 | Standard | 2 Lamp 2’ 14W T5/ Electronic Ballast | Electronic | 2 | 2 | 14 | 32
| T5 | Standard | 2 Lamp 3’ 21W T5/ Electronic Ballast | Electronic | 3 | 2 | 21 | 47
| T5 | High Output | 2 Lamp 2’ 24W T5 HO/ Electronic Ballast | Electronic | 2 | 2 | 24 | 52
| T5 | Standard | 2 Lamp 4’ 28W T5/ Electronic Ballast | Electronic | 4 | 2 | 28 | 63
| T5 | High Output | 2 Lamp 3’ 39W T5 HO/ Electronic Ballast | Electronic | 3 | 2 | 39 | 85
| T5 | High Output | 2 Lamp 4’ 54W T5 HO/ Electronic Ballast | Electronic | 4 | 2 | 54 | 117
| T5 | High Output | 3 Lamp 4’ T5 HO/ Electronic Ballast | Electronic | 4 | 3 |  | 80
| T5 | Standard | 3 Lamp 4’ 28W T5/ Electronic Ballast | Electronic | 4 | 3 | 28 | 95
| T5 | High Output | 3 Lamp 4’ 54W T5 HO/ Electronic Ballast | Electronic | 4 | 3 | 54 | 177
| T5 | High Output | 4 Lamp 4’ 54W T5 HO/ ELEE | ELEE | 4 | 4 | 54 | 218
| T5 | High Output | 6 Lamp 4’ 54W T5 HO/ Electronic Ballast | Electronic | 4 | 6 | 54 | 351
| T5 | High Output | 8 Lamp 4’ 54W T5 HO/ Electronic Ballast | Electronic | 4 | 8 | 54 | 468
| T5 | High Output | 10 Lamp 4’ 54W T5 HO/ Electronic Ballast | Electronic | 4 | 10 | 54 | 585
| T8 | Standard | 1 Lamp 2' 17W T8/ Electronic Ballast | Electronic | 2 | 1 | 17 | 17
| T8 | Biax | 1 Lamp 2' F28 Biax / Electronic Ballast | Electronic | 2 | 1 |  | 32
| T8 | Biax | 1 Lamp 2' F55 Biax / Electronic Ballast | Electronic | 2 | 1 |  | 56
| T8 | Biax | 1 Lamp 2' F80 Biax E/ Electronic Ballast | Electronic | 2 | 1 |  | 90
| T8 | Energy Efficient Lamp | 1 Lamp 2’ 17W T8 Energy Efficient Lamp/ ELEE | ELEE | 2 | 1 | 17 | 17
| T8 | Energy Efficient Lamp | 1 Lamp 2’ 17W T8 Energy Efficient Lamp/ ELEE High Power | ELEE High Power | 2 | 1 | 17 | 20
| T8 | Energy Efficient Lamp | 1 Lamp 2’ 17W T8 Energy Efficient Lamp/ ELEE Low Power | ELEE Low Power | 2 | 1 | 17 | 14
| T8 | Standard | 1 Lamp 3' 25W T8/ Electronic Ballast | Electronic | 3 | 1 | 25 | 24
| T8 | Energy Efficient Lamp | 1 Lamp 3’ 25W T8 Energy Efficient Lamp/ ELEE | ELEE | 3 | 1 | 25 | 24
| T8 | Energy Efficient Lamp | 1 Lamp 3’ 25W T8 Energy Efficient Lamp/ ELEE High Power | ELEE High Power | 3 | 1 | 25 | 30
| T8 | Energy Efficient Lamp | 1 Lamp 3’ 25W T8 Energy Efficient Lamp/ ELEE Low Power | ELEE Low Power | 3 | 1 | 25 | 21
| T8 | Standard | 1 Lamp 4’ T8/ Electronic Ballast Low Power | Electronic | 4 | 1 |  | 26
| T8 | Energy Efficient Lamp | 1 Lamp 4’ 25W T8 Energy Efficient Lamp/ ELEE | ELEE | 4 | 1 | 25 | 22
| T8 | Energy Efficient Lamp | 1 Lamp 4’ 25W T8 Energy Efficient Lamp/ ELEE High Power | ELEE High Power | 4 | 1 | 25 | 30
| T8 | Energy Efficient Lamp | 1 Lamp 4’ 25W T8 Energy Efficient Lamp/ ELEE Low Power | ELEE Low Power | 4 | 1 | 25 | 19
| T8 | Energy Efficient Lamp | 1 Lamp 4’ 28W T8 Energy Efficient Lamp/ ELEE | ELEE | 4 | 1 | 28 | 24
| T8 | Energy Efficient Lamp | 1 Lamp 4’ 28W T8 Energy Efficient Lamp/ ELEE High Power | ELEE High Power | 4 | 1 | 28 | 33
| T8 | Energy Efficient Lamp | 1 Lamp 4’ 28W T8 Energy Efficient Lamp/ ELEE Low Power | ELEE Low Power | 4 | 1 | 28 | 22
| T8 | Energy Efficient Lamp | 1 Lamp 4’ 30W T8 Energy Efficient Lamp/ ELEE | ELEE | 4 | 1 | 30 | 26
| T8 | Energy Efficient Lamp | 1 Lamp 4’ 30W T8 Energy Efficient Lamp/ ELEE High Power | ELEE High Power | 4 | 1 | 30 | 36
| T8 | Energy Efficient Lamp | 1 Lamp 4’ 30W T8 Energy Efficient Lamp/ ELEE Low Power | ELEE Low Power | 4 | 1 | 30 | 24
| T8 | Energy Efficient Lamp | 1 Lamp 4’ 32W T8 Energy Efficient Lamp/ ELEE | ELEE | 4 | 1 | 32 | 28
| T8 | Energy Efficient Lamp | 1 Lamp 4’ 32W T8 Energy Efficient Lamp/ ELEE High Power | ELEE High Power | 4 | 1 | 32 | 38
| T8 | Energy Efficient Lamp | 1 Lamp 4’ 32W T8 Energy Efficient Lamp/ ELEE Low Power | ELEE Low Power | 4 | 1 | 32 | 25
| T8 | Standard | 1 Lamp 4’ T8/ Electronic Ballast | Electronic | 4 | 1 |  | 30
| T8 | Standard | 1 Lamp 4’ T8/ Energy Efficient Magnetic | Energy Efficient Magnetic | 4 | 1 |  | 37
| T8 | High Output | 1 Lamp 5’ HO/ Standard Lamp/ Electronic Ballast | Electronic | 5 | 1 |  | 59
| T8 | High Output | 1 Lamp 5’ HO/ Standard Lamp/ Energy Efficient Magnetic | Energy Efficient Magnetic | 5 | 1 |  | 90
| T8 | Standard | 1 Lamp 5’/ Standard Lamp/ Energy Efficient Magnetic | Energy Efficient Magnetic | 5 | 1 |  | 73
| T8 | High Output | 1 Lamp 6’ T8 HO/ Electronic Ballast | Electronic | 6 | 1 |  | 80
| T8 | High Output | 1 Lamp 8’ T8 HO/ Electronic Ballast | Electronic | 8 | 1 |  | 85
| T8 | Standard | 1 Lamp 8’ T8/ Electronic Ballast | Electronic | 8 | 1 |  | 60
| T8 | Biax | 12 Lamp 2' F40 Biax / Electronic Ballast | Electronic | 2 | 12 |  | 408
| T8 | Biax | 12 Lamp 2' F50 Biax / Electronic Ballast | Electronic | 2 | 12 |  | 648
| T8 | Biax | 12 Lamp 2' F55 Biax / Electronic Ballast | Electronic | 2 | 12 |  | 672
| T8 | Standard | 2 Lamp 2' 17W T8/ Electronic Ballast | Electronic | 2 | 2 | 17 | 37
| T8 | Standard | 2 Lamp 2' 17W T8/ Electronic Ballast Low Power | Electronic | 2 | 2 | 17 | 27
| T8 | Standard | 2 Lamp 2' 17W T8/ Energy Efficient Magnetic | Energy Efficient Magnetic | 2 | 2 | 17 | 45
| T8 | Biax | 2 Lamp 2' F28 Biax / Electronic Ballast | Electronic | 2 | 2 |  | 63
| T8 | Biax | 2 Lamp 2' F40 Biax / Electronic Ballast | Electronic | 2 | 2 |  | 72
| T8 | Biax | 2 Lamp 2' F50 Biax / Electronic Ballast | Electronic | 2 | 2 |  | 108
| T8 | Biax | 2 Lamp 2' F55 Biax / Electronic Ballast | Electronic | 2 | 2 |  | 112
| T8 | Energy Efficient Lamp | 2 Lamp 2’ 17W T8 Energy Efficient Lamp/ ELEE | ELEE | 2 | 2 | 17 | 32
| T8 | Energy Efficient Lamp | 2 Lamp 2’ 17W T8 Energy Efficient Lamp/ ELEE High Power | ELEE High Power | 2 | 2 | 17 | 40
| T8 | Energy Efficient Lamp | 2 Lamp 2’ 17W T8 Energy Efficient Lamp/ ELEE Low Power | ELEE Low Power | 2 | 2 | 17 | 27
| T8 | Standard | 2 Lamp 3' 25W T8/ Electronic Ballast | Electronic | 3 | 2 | 25 | 47
| T8 | Standard | 2 Lamp 3' 25W T8/ Energy Efficient Magnetic | Energy Efficient Magnetic | 3 | 2 | 25 | 65
| T8 | Energy Efficient Lamp | 2 Lamp 3’ 25W T8 Energy Efficient Lamp/ ELEE | ELEE | 3 | 2 | 25 | 45
| T8 | Energy Efficient Lamp | 2 Lamp 3’ 25W T8 Energy Efficient Lamp/ ELEE High Power | ELEE High Power | 3 | 2 | 25 | 60
| T8 | Energy Efficient Lamp | 2 Lamp 3’ 25W T8 Energy Efficient Lamp/ ELEE Low Power | ELEE Low Power | 3 | 2 | 25 | 40
| T8 | Standard | 2 Lamp 4’ T8/ Electronic Ballast Low Power | Electronic | 4 | 2 |  | 52
| T8 | Energy Efficient Lamp | 2 Lamp 4’ 25W T8 Energy Efficient Lamp/ ELEE | ELEE | 4 | 2 | 25 | 43
| T8 | Energy Efficient Lamp | 2 Lamp 4’ 25W T8 Energy Efficient Lamp/ ELEE High Power | ELEE High Power | 4 | 2 | 25 | 57
| T8 | Energy Efficient Lamp | 2 Lamp 4’ 25W T8 Energy Efficient Lamp/ ELEE Low Power | ELEE Low Power | 4 | 2 | 25 | 37
| T8 | Energy Efficient Lamp | 2 Lamp 4’ 28W T8 Energy Efficient Lamp/ ELEE | ELEE | 4 | 2 | 28 | 48
| T8 | Energy Efficient Lamp | 2 Lamp 4’ 28W T8 Energy Efficient Lamp/ ELEE High Power | ELEE High Power | 4 | 2 | 28 | 64
| T8 | Energy Efficient Lamp | 2 Lamp 4’ 28W T8 Energy Efficient Lamp/ ELEE Low Power | ELEE Low Power | 4 | 2 | 28 | 42
| T8 | Energy Efficient Lamp | 2 Lamp 4’ 30W T8 Energy Efficient Lamp/ ELEE | ELEE | 4 | 2 | 30 | 52
| T8 | Energy Efficient Lamp | 2 Lamp 4’ 30W T8 Energy Efficient Lamp/ ELEE High Power | ELEE High Power | 4 | 2 | 30 | 69
| T8 | Energy Efficient Lamp | 2 Lamp 4’ 30W T8 Energy Efficient Lamp/ ELEE Low Power | ELEE Low Power | 4 | 2 | 30 | 45
| T8 | Energy Efficient Lamp | 2 Lamp 4’ 32W T8 Energy Efficient Lamp/ ELEE | ELEE | 4 | 2 | 32 | 53
| T8 | Energy Efficient Lamp | 2 Lamp 4’ 32W T8 Energy Efficient Lamp/ ELEE High Power | ELEE High Power | 4 | 2 | 32 | 73
| T8 | Energy Efficient Lamp | 2 Lamp 4’ 32W T8 Energy Efficient Lamp/ ELEE Low Power | ELEE Low Power | 4 | 2 | 32 | 47
| T8 | Standard | 2 Lamp 4’ T8/ Electronic Ballast | Electronic | 4 | 2 |  | 60
| T8 | Standard | 2 Lamp 4’ T8/ Electronic Ballast High Lumen | Electronic | 4 | 2 |  | 78
| T8 | Standard | 2 Lamp 4’ T8/ Energy Efficient Magnetic | Energy Efficient Magnetic | 4 | 2 |  | 70
| T8 | High Output | 2 Lamp 5’ HO/ Standard Lamp/ Electronic Ballast | Electronic | 5 | 2 |  | 123
| T8 | High Output | 2 Lamp 5’ HO/ Standard Lamp/ Energy Efficient Magnetic | Energy Efficient Magnetic | 5 | 2 |  | 178
| T8 | Standard | 2 Lamp 5’ T8/ Electronic Ballast | Electronic | 5 | 2 |  | 68
| T8 | Standard | 2 Lamp 5’/ Standard Lamp/ Energy Efficient Magnetic | Energy Efficient Magnetic | 5 | 2 |  | 122
| T8 | High Output | 2 Lamp 6’ T8 HO/ Electronic Ballast | Electronic | 6 | 2 |  | 160
| T8 | High Output | 2 Lamp 8’ T8 HO/ Electronic Ballast | Electronic | 2 | 2 |  | 160
| T8 | Standard | 2 Lamp 8’ T8/ Electronic Ballast | Electronic | 8 | 2 |  | 109
| T8 | Standard | 2 Lamp 8’ T8/ Electronic Ballast Low Power | Electronic | 8 | 2 |  | 100
| T8 | Standard | 3 Lamp 2' 17W T8/ Electronic Ballast Low Power | Electronic | 2 | 3 | 17 | 39
| T8 | Standard | 3 Lamp 2' 17W T8/ Electronic Ballast | Electronic | 2 | 3 | 17 | 53
| T8 | Biax | 3 Lamp 2' F28 Biax / Electronic Ballast | Electronic | 2 | 3 |  | 94
| T8 | Biax | 3 Lamp 2' F40 Biax / Electronic Ballast | Electronic | 2 | 3 |  | 102
| T8 | Biax | 3 Lamp 2' F50 Biax / Electronic Ballast | Electronic | 2 | 3 |  | 162
| T8 | Biax | 3 Lamp 2' F55 Biax / Electronic Ballast | Electronic | 2 | 3 |  | 168
| T8 | Energy Efficient Lamp | 3 Lamp 2’ 17W T8 Energy Efficient Lamp/ ELEE | ELEE | 2 | 3 | 17 | 46
| T8 | Energy Efficient Lamp | 3 Lamp 2’ 17W T8 Energy Efficient Lamp/ ELEE High Power | ELEE High Power | 2 | 3 | 17 | 61
| T8 | Energy Efficient Lamp | 3 Lamp 2’ 17W T8 Energy Efficient Lamp/ ELEE Low Power | ELEE Low Power | 2 | 3 | 17 | 39
| T8 | Energy Efficient Lamp | 3 Lamp 3’ 25W T8 Energy Efficient Lamp/ ELEE | ELEE | 3 | 3 | 25 | 67
| T8 | Energy Efficient Lamp | 3 Lamp 3’ 25W T8 Energy Efficient Lamp/ ELEE High Power | ELEE High Power | 3 | 3 | 25 | 90
| T8 | Energy Efficient Lamp | 3 Lamp 3’ 25W T8 Energy Efficient Lamp/ ELEE Low Power | ELEE Low Power | 3 | 3 | 25 | 58
| T8 | Standard | 3 Lamp 4 T8/ Electronic Ballast Low Power | Electronic | 4 | 3 |  | 76
| T8 | Energy Efficient Lamp | 3 Lamp 4’ 25W T8 Energy Efficient Lamp/ ELEE | ELEE | 4 | 3 | 25 | 64
| T8 | Energy Efficient Lamp | 3 Lamp 4’ 25W T8 Energy Efficient Lamp/ ELEE High Power | ELEE High Power | 4 | 3 | 25 | 86
| T8 | Energy Efficient Lamp | 3 Lamp 4’ 25W T8 Energy Efficient Lamp/ ELEE Low Power | ELEE Low Power | 4 | 3 | 25 | 57
| T8 | Energy Efficient Lamp | 3 Lamp 4’ 28W T8 Energy Efficient Lamp/ ELEE | ELEE | 4 | 3 | 28 | 72
| T8 | Energy Efficient Lamp | 3 Lamp 4’ 28W T8 Energy Efficient Lamp/ ELEE High Power | ELEE High Power | 4 | 3 | 28 | 96
| T8 | Energy Efficient Lamp | 3 Lamp 4’ 28W T8 Energy Efficient Lamp/ ELEE Low Power | ELEE Low Power | 4 | 3 | 28 | 63
| T8 | Energy Efficient Lamp | 3 Lamp 4’ 30W T8 Energy Efficient Lamp/ ELEE | ELEE | 4 | 3 | 30 | 77
| T8 | Energy Efficient Lamp | 3 Lamp 4’ 30W T8 Energy Efficient Lamp/ ELEE High Power | ELEE High Power | 4 | 3 | 30 | 103
| T8 | Energy Efficient Lamp | 3 Lamp 4’ 30W T8 Energy Efficient Lamp/ ELEE Low Power | ELEE Low Power | 4 | 3 | 30 | 68
| T8 | Energy Efficient Lamp | 3 Lamp 4’ 32W T8 Energy Efficient Lamp/ ELEE | ELEE | 4 | 3 | 32 | 82
| T8 | Energy Efficient Lamp | 3 Lamp 4’ 32W T8 Energy Efficient Lamp/ ELEE High Power | ELEE High Power | 4 | 3 | 32 | 109
| T8 | Energy Efficient Lamp | 3 Lamp 4’ 32W T8 Energy Efficient Lamp/ ELEE Low Power | ELEE Low Power | 4 | 3 | 32 | 72
| T8 | Standard | 3 Lamp 4’ T8/ Electronic Ballast | Electronic | 4 | 3 |  | 88
| T8 | Standard | 3 Lamp 4’ T8/ Electronic Ballast High Lumen | Electronic | 4 | 3 |  | 112
| T8 | Standard | 3 Lamp 4’ T8/ Energy Efficient Magnetic | Energy Efficient Magnetic | 4 | 3 |  | 107
| T8 | Standard | 3 Lamp 5’ T8/ Electronic Ballast | Electronic | 5 | 3 |  | 106
| T8 | Standard | 4 Lamp 2' 17W T8/ Electronic Ballast | Electronic | 2 | 4 | 17 | 62
| T8 | Biax | 4 Lamp 2' F36 Biax / Electronic Ballast | Electronic | 2 | 4 |  | 148
| T8 | Biax | 4 Lamp 2' F40 Biax / Electronic Ballast | Electronic | 2 | 4 |  | 144
| T8 | Biax | 4 Lamp 2' F50 Biax / Electronic Ballast | Electronic | 2 | 4 |  | 216
| T8 | Biax | 4 Lamp 2' F55 Biax / Electronic Ballast | Electronic | 2 | 4 |  | 224
| T8 | Standard | 4 Lamp 3' 25W T8/ Electronic Ballast | Electronic | 3 | 4 | 25 | 88
| T8 | Energy Efficient Lamp | 4 Lamp 4’ 25W T8 Energy Efficient Lamp/ ELEE | ELEE | 4 | 4 | 25 | 86
| T8 | Energy Efficient Lamp | 4 Lamp 4’ 25W T8 Energy Efficient Lamp/ ELEE High Power | ELEE High Power | 4 | 4 | 25 | 111
| T8 | Energy Efficient Lamp | 4 Lamp 4’ 25W T8 Energy Efficient Lamp/ ELEE Low Power | ELEE Low Power | 4 | 4 | 25 | 75
| T8 | Energy Efficient Lamp | 4 Lamp 4’ 28W T8 Energy Efficient Lamp/ ELEE | ELEE | 4 | 4 | 28 | 94
| T8 | Energy Efficient Lamp | 4 Lamp 4’ 28W T8 Energy Efficient Lamp/ ELEE High Power | ELEE High Power | 4 | 4 | 28 | 126
| T8 | Energy Efficient Lamp | 4 Lamp 4’ 28W T8 Energy Efficient Lamp/ ELEE Low Power | ELEE Low Power | 4 | 4 | 28 | 83
| T8 | Energy Efficient Lamp | 4 Lamp 4’ 30W T8 Energy Efficient Lamp/ ELEE | ELEE | 4 | 4 | 30 | 101
| T8 | Energy Efficient Lamp | 4 Lamp 4’ 30W T8 Energy Efficient Lamp/ ELEE High Power | ELEE High Power | 4 | 4 | 30 | 133
| T8 | Energy Efficient Lamp | 4 Lamp 4’ 30W T8 Energy Efficient Lamp/ ELEE Low Power | ELEE Low Power | 4 | 4 | 30 | 89
| T8 | Energy Efficient Lamp | 4 Lamp 4’ 32W T8 Energy Efficient Lamp/ ELEE | ELEE | 4 | 4 | 32 | 107
| T8 | Energy Efficient Lamp | 4 Lamp 4’ 32W T8 Energy Efficient Lamp/ ELEE High Power | ELEE High Power | 4 | 4 | 32 | 141
| T8 | Energy Efficient Lamp | 4 Lamp 4’ 32W T8 Energy Efficient Lamp/ ELEE Low Power | ELEE Low Power | 4 | 4 | 32 | 95
| T8 | Standard | 4 Lamp 4’ T8/ Electronic Ballast | Electronic | 4 | 4 |  | 112
| T8 | Standard | 4 Lamp 4’ T8/ Electronic Ballast High Lumen | Electronic | 4 | 4 |  | 156
| T8 | Standard | 4 Lamp 4’ T8/ Electronic Ballast Low Power | Electronic | 4 | 4 |  | 98
| T8 | Standard | 4 Lamp 4’ T8/ Energy Efficient Magnetic | Energy Efficient Magnetic | 4 | 4 |  | 140
| T8 | Biax | 5 Lamp 2' F40 Biax / Electronic Ballast | Electronic | 2 | 5 |  | 190
| T8 | Biax | 5 Lamp 2' F50 Biax / Electronic Ballast | Electronic | 2 | 5 |  | 270
| T8 | Biax | 5 Lamp 2' F55 Biax / Electronic Ballast | Electronic | 2 | 5 |  | 280
| T8 | Standard | 5 Lamp 4’ T8/ Electronic Ballast | Electronic | 4 | 5 |  | 148
| T8 | Standard | 5 Lamp 4’ T8/ Electronic Ballast High Lumen | Electronic | 4 | 5 |  | 190
| T8 | Biax | 6 Lamp 2' F36 Biax / Electronic Ballast | Electronic | 2 | 6 |  | 212
| T8 | Biax | 6 Lamp 2' F40 Biax / Electronic Ballast | Electronic | 2 | 6 |  | 204
| T8 | Biax | 6 Lamp 2' F50 Biax / Electronic Ballast | Electronic | 2 | 6 |  | 324
| T8 | Biax | 6 Lamp 2' F55 Biax / Electronic Ballast | Electronic | 2 | 6 |  | 336
| T8 | Energy Efficient Lamp | 6 Lamp 4’ 32W T8 Energy Efficient Lamp/ ELEE | ELEE | 4 | 6 | 32 | 168
| T8 | Energy Efficient Lamp | 6 Lamp 4’ 32W T8 Energy Efficient Lamp/ ELEE High Power | ELEE High Power | 4 | 6 | 32 | 218
| T8 | Energy Efficient Lamp | 6 Lamp 4’ 32W T8 Energy Efficient Lamp/ ELEE Low Power | ELEE Low Power | 4 | 6 | 32 | 146
| T8 | Standard | 6 Lamp 4’ T8/ Electronic Ballast | Electronic | 4 | 6 |  | 174
| T8 | Biax | 8 Lamp 2' F36 Biax / Electronic Ballast | Electronic | 2 | 8 |  | 296
| T8 | Biax | 8 Lamp 2' F40 Biax / Electronic Ballast | Electronic | 2 | 8 |  | 288
| T8 | Biax | 8 Lamp 2' F50 Biax / Electronic Ballast | Electronic | 2 | 8 |  | 432
| T8 | Biax | 8 Lamp 2' F55 Biax / Electronic Ballast | Electronic | 2 | 8 |  | 448
| T8 | Standard | 8 Lamp 4’ T8/ Electronic Ballast High Lumen | Electronic | 4 | 8 |  | 312
| T8 | Biax | 9 Lamp 2' F36 Biax / Electronic Ballast | Electronic | 2 | 9 |  | 318
| T8 | Biax | 9 Lamp 2' F40 Biax / Electronic Ballast | Electronic | 2 | 9 |  | 306
| T8 | Biax | 9 Lamp 2' F50 Biax / Electronic Ballast | Electronic | 2 | 9 |  | 486
| T8 | Biax | 9 Lamp 2' F55 Biax / Electronic Ballast | Electronic | 2 | 9 |  | 504
| T12 | Biax | 1 Lamp 2' F55 Biax / Electronic Ballast | Electronic | 2 | 1 |  | 56
| T12 | Biax | 1 Lamp 2' F80 Biax E/ Electronic Ballast | Electronic | 2 | 1 |  | 90
| T12 | Energy Efficient Lamp | 1 Lamp 3' 30W T12 Energy Efficient Lamp/ Energy Efficient Magnetic | Energy Efficient Magnetic | 3 | 1 | 30 | 38
| T12 | Energy Efficient Lamp | 1 Lamp 3' 30W T12 Energy Efficient Lamp/ Standard Ballast | Standard | 3 | 1 | 30 | 42
| T12 | Standard | 1 Lamp 3' 30W T12 Standard Lamp/ Standard Ballast | Standard | 3 | 1 | 30 | 46
| T12 | Energy Efficient Lamp | 1 Lamp 4’ Energy Efficient Lamp/ Electronic Ballast | Electronic | 4 | 1 |  | 38
| T12 | Energy Efficient Lamp | 1 Lamp 4’ Energy Efficient Lamp/ Energy Efficient Magnetic | Energy Efficient Magnetic | 4 | 1 |  | 40
| T12 | Energy Efficient Lamp | 1 Lamp 4’ Energy Efficient Lamp/ Standard Ballast | Standard | 4 | 1 |  | 50
| T12 | High Output | 1 Lamp 4’ F48 HO/ Energy Efficient Lamp/ Standard Ballast | Standard | 4 | 1 |  | 80
| T12 | High Output | 1 Lamp 4’ F48 HO/ Standard Lamp/ Standard Ballast | Standard | 4 | 1 |  | 85
| T12 | Energy Efficient Lamp | 1 Lamp 4’ F48 T12 Energy Efficient Lamp/ Standard Ballast | Standard | 4 | 1 |  | 50
| T12 | Standard | 1 Lamp 4’ F48 T12/ Standard Ballast | Standard | 4 | 1 |  | 60
| T12 | Standard | 1 Lamp 4’ F48 Very HO/ Energy Efficient Lamp/ Standard Ballast | Standard | 4 | 1 |  | 123
| T12 | Standard | 1 Lamp 4’ F48 Very HO/ Standard Lamp/ Standard Ballast | Standard | 4 | 1 |  | 138
| T12 | Standard | 1 Lamp 4’ Standard Lamp/ Electronic Ballast | Electronic | 4 | 1 |  | 46
| T12 | Standard | 1 Lamp 4’ Standard Lamp/ Energy Efficient Magnetic | Energy Efficient Magnetic | 4 | 1 |  | 50
| T12 | Standard | 1 Lamp 4’ Standard Lamp/ Standard Ballast | Standard | 4 | 1 |  | 57
| T12 | High Output | 1 Lamp 5’ HO/ Standard Lamp/ Electronic Ballast | Electronic | 5 | 1 |  | 59
| T12 | High Output | 1 Lamp 5’ HO/ Standard Lamp/ Energy Efficient Magnetic | Energy Efficient Magnetic | 5 | 1 |  | 90
| T12 | Standard | 1 Lamp 5’ T12 HO/ Standard Lamp/ Energy Efficient Magnetic | Energy Efficient Magnetic | 5 | 1 |  | 135
| T12 | Standard | 1 Lamp 5’/ Standard Lamp/ Energy Efficient Magnetic | Energy Efficient Magnetic | 5 | 1 |  | 73
| T12 | High Output | 1 Lamp 6’ F72 HO/ Standard Lamp/ Standard Ballast | Standard | 6 | 1 |  | 113
| T12 | Standard | 1 Lamp 6’ Standard Lamp/ Energy Efficient Magnetic | Energy Efficient Magnetic | 6 | 1 |  | 80
| T12 | Standard | 1 Lamp 6’ Standard Lamp/ Standard Ballast | Standard | 6 | 1 |  | 95
| T12 | Energy Efficient Lamp | 1 Lamp 8’ Energy Efficient Lamp/ Electronic Ballast | Electronic | 8 | 1 |  | 60
| T12 | Energy Efficient Lamp | 1 Lamp 8’ Energy Efficient Lamp/ Standard Ballast | Standard | 8 | 1 |  | 83
| T12 | Standard | 1 Lamp 8’ Standard Lamp/ Electronic Ballast | Electronic | 8 | 1 |  | 70
| T12 | Standard | 1 Lamp 8’ Standard Lamp/ Standard Ballast | Standard | 8 | 1 |  | 100
| T12 | Standard | 1 Lamp 8’ Very HO/ Energy Efficient Lamp/ Standard Ballast | Standard | 8 | 1 |  | 200
| T12 | Standard | 1 Lamp 8’ Very HO/ Standard Lamp/ Standard Ballast | Standard | 8 | 1 |  | 230
| T12 | Biax | 12 Lamp 2' F40 Biax / Electronic Ballast | Electronic | 2 | 12 |  | 408
| T12 | Biax | 12 Lamp 2' F50 Biax / Electronic Ballast | Electronic | 2 | 12 |  | 648
| T12 | Biax | 12 Lamp 2' F55 Biax / Electronic Ballast | Electronic | 2 | 12 |  | 672
| T12 | Standard | 2 Lamp 2' 20W T12/ High Power Ballast Factor | High Power | 2 | 2 | 20 | 56
| T12 | Standard | 2 Lamp 2' 24W T12 HO/ Standard Lamp/ Standard Ballast | Standard | 2 | 2 | 24 | 85
| T12 | Biax | 2 Lamp 2' F28 Biax / Electronic Ballast | Electronic | 2 | 2 |  | 63
| T12 | Biax | 2 Lamp 2' F40 Biax / Electronic Ballast | Electronic | 2 | 2 |  | 72
| T12 | Biax | 2 Lamp 2' F50 Biax / Electronic Ballast | Electronic | 2 | 2 |  | 108
| T12 | Biax | 2 Lamp 2' F55 Biax / Electronic Ballast | Electronic | 2 | 2 |  | 112
| T12 | Energy Efficient Lamp | 2 Lamp 3' 30W T12 Energy Efficient Lamp/ Electronic Ballast | Electronic | 4 | 2 | 30 | 49
| T12 | Energy Efficient Lamp | 2 Lamp 3' 30W T12 Energy Efficient Lamp/ Energy Efficient Magnetic | Energy Efficient Magnetic | 3 | 2 | 30 | 66
| T12 | Energy Efficient Lamp | 2 Lamp 3' 30W T12 Energy Efficient Lamp/ Standard Ballast | Standard | 3 | 2 | 30 | 73
| T12 | Standard | 2 Lamp 3' 30W T12 Standard Lamp/ Standard Ballast | Standard | 3 | 2 | 30 | 80
| T12 | Energy Efficient Lamp | 2 Lamp 4’ Energy Efficient Lamp/ Electronic Ballast | Electronic | 4 | 2 |  | 60
| T12 | Energy Efficient Lamp | 2 Lamp 4’ Energy Efficient Lamp/ Energy Efficient Magnetic | Energy Efficient Magnetic | 4 | 2 |  | 70
| T12 | Energy Efficient Lamp | 2 Lamp 4’ Energy Efficient Lamp/ Standard Ballast | Standard | 4 | 2 |  | 80
| T12 | High Output | 2 Lamp 4’ F48 HO/ Energy Efficient Lamp/ Standard Ballast | Standard | 4 | 2 |  | 135
| T12 | High Output | 2 Lamp 4’ F48 HO/ Standard Lamp/ Standard Ballast | Standard | 4 | 2 |  | 145
| T12 | Energy Efficient Lamp | 2 Lamp 4’ F48 T12 Energy Efficient Lamp/ Standard Ballast | Standard | 4 | 2 |  | 82
| T12 | Standard | 2 Lamp 4’ F48 T12/ Standard Ballast | Standard | 4 | 2 |  | 102
| T12 | Standard | 2 Lamp 4’ F48 Very HO/ Energy Efficient Lamp/ Standard Ballast | Standard | 4 | 2 |  | 210
| T12 | Standard | 2 Lamp 4’ F48 Very HO/ Standard Lamp/ Standard Ballast | Standard | 4 | 2 |  | 240
| T12 | Standard | 2 Lamp 4’ Standard Lamp/ Electronic Ballast | Electronic | 4 | 2 |  | 72
| T12 | Standard | 2 Lamp 4’ Standard Lamp/ Energy Efficient Magnetic | Energy Efficient Magnetic | 4 | 2 |  | 86
| T12 | Standard | 2 Lamp 4’ Standard Lamp/ Standard Ballast | Standard | 4 | 2 |  | 94
| T12 | High Output | 2 Lamp 5’ HO/ Standard Lamp/ Electronic Ballast | Electronic | 5 | 2 |  | 123
| T12 | High Output | 2 Lamp 5’ HO/ Standard Lamp/ Energy Efficient Magnetic | Energy Efficient Magnetic | 5 | 2 |  | 178
| T12 | Standard | 2 Lamp 5’/ Standard Lamp/ Energy Efficient Magnetic | Energy Efficient Magnetic | 5 | 2 |  | 122
| T12 | High Output | 2 Lamp 6’ F72 HO/ Standard Ballast | Standard | 8 | 2 |  | 195
| T12 | High Output | 2 Lamp 6’ F72 HO/ Standard Lamp/ Energy Efficient Magnetic | Energy Efficient Magnetic | 6 | 2 |  | 193
| T12 | Standard | 2 Lamp 6’ Standard Lamp/ Energy Efficient Magnetic | Energy Efficient Magnetic | 6 | 2 |  | 135
| T12 | Standard | 2 Lamp 6’ Standard Lamp/ Standard Ballast | Standard | 6 | 2 |  | 173
| T12 | Energy Efficient Lamp | 2 Lamp 8’ Energy Efficient Lamp/ Electronic Ballast | Electronic | 8 | 2 |  | 109
| T12 | Energy Efficient Lamp | 2 Lamp 8’ Energy Efficient Lamp/ Energy Efficient Magnetic | Energy Efficient Magnetic | 8 | 2 |  | 123
| T12 | Energy Efficient Lamp | 2 Lamp 8’ Energy Efficient Lamp/ Standard Ballast | Standard | 8 | 2 |  | 138
| T12 | Standard | 2 Lamp 8’ Standard Lamp/ Electronic Ballast | Electronic | 8 | 2 |  | 134
| T12 | Standard | 2 Lamp 8’ Standard Lamp/ Energy Efficient Magnetic | Energy Efficient Magnetic | 8 | 2 |  | 158
| T12 | Standard | 2 Lamp 8’ Standard Lamp/ Standard Ballast | Standard | 8 | 2 |  | 173
| T12 | Standard | 2 Lamp 8’ Very HO/ Energy Efficient Lamp/ Standard Ballast | Standard | 8 | 2 |  | 390
| T12 | Standard | 2 Lamp 8’ Very HO/ Standard Lamp/ Standard Ballast | Standard | 8 | 2 |  | 450
| T12 | Biax | 3 Lamp 2' F28 Biax / Electronic Ballast | Electronic | 2 | 3 |  | 94
| T12 | Biax | 3 Lamp 2' F40 Biax / Electronic Ballast | Electronic | 2 | 3 |  | 102
| T12 | Biax | 3 Lamp 2' F50 Biax / Electronic Ballast | Electronic | 2 | 3 |  | 162
| T12 | Biax | 3 Lamp 2' F55 Biax / Electronic Ballast | Electronic | 2 | 3 |  | 168
| T12 | Energy Efficient Lamp | 3 Lamp 3' 30W T12 Energy Efficient Lamp/ Standard Ballast | Standard | 3 | 3 | 30 | 127
| T12 | Standard | 3 Lamp 3' 30W T12 Standard Lamp/ Standard Ballast | Standard | 3 | 3 | 30 | 140
| T12 | Energy Efficient Lamp | 3 Lamp 4’ Energy Efficient Lamp/ Electronic Ballast | Electronic | 4 | 3 |  | 90
| T12 | Energy Efficient Lamp | 3 Lamp 4’ Energy Efficient Lamp/ Energy Efficient Magnetic | Energy Efficient Magnetic | 4 | 3 |  | 110
| T12 | Energy Efficient Lamp | 3 Lamp 4’ Energy Efficient Lamp/ Standard Ballast | Standard | 4 | 3 |  | 130
| T12 | High Output | 3 Lamp 4’ F48 HO/ Energy Efficient Lamp/ Standard Ballast | Standard | 4 | 3 |  | 215
| T12 | High Output | 3 Lamp 4’ F48 HO/ Standard Lamp/ Standard Ballast | Standard | 4 | 3 |  | 230
| T12 | Energy Efficient Lamp | 3 Lamp 4’ F48 T12 Energy Efficient Lamp/ Standard Ballast | Standard | 4 | 3 |  | 132
| T12 | Standard | 3 Lamp 4’ F48 T12/ Standard Ballast | Standard | 4 | 3 |  | 162
| T12 | Standard | 3 Lamp 4’ F48 Very HO/ Energy Efficient Lamp/ Standard Ballast | Standard | 4 | 3 |  | 333
| T12 | Standard | 3 Lamp 4’ F48 Very HO/ Standard Lamp/ Standard Ballast | Standard | 4 | 3 |  | 378
| T12 | Standard | 3 Lamp 4’ Standard Lamp/ Electronic Ballast | Electronic | 4 | 3 |  | 110
| T12 | Standard | 3 Lamp 4’ Standard Lamp/ Energy Efficient Magnetic | Energy Efficient Magnetic | 4 | 3 |  | 136
| T12 | Standard | 3 Lamp 4’ Standard Lamp/ Standard Ballast | Standard | 4 | 3 |  | 151
| T12 | Energy Efficient Lamp | 3 Lamp 8’ Energy Efficient Lamp/ Standard Ballast | Standard | 8 | 3 |  | 221
| T12 | Standard | 3 Lamp 8’ Standard Lamp/ Standard Ballast | Standard | 8 | 3 |  | 273
| T12 | Standard | 3 Lamp 8’ Very HO/ Energy Efficient Lamp/ Standard Ballast | Standard | 8 | 3 |  | 590
| T12 | Standard | 3 Lamp 8’ Very HO/ Standard Lamp/ Standard Ballast | Standard | 8 | 3 |  | 680
| T12 | Biax | 4 Lamp 2' F36 Biax / Electronic Ballast | Electronic | 2 | 4 |  | 148
| T12 | Biax | 4 Lamp 2' F40 Biax / Electronic Ballast | Electronic | 2 | 4 |  | 144
| T12 | Biax | 4 Lamp 2' F50 Biax / Electronic Ballast | Electronic | 2 | 4 |  | 216
| T12 | Biax | 4 Lamp 2' F55 Biax / Electronic Ballast | Electronic | 2 | 4 |  | 224
| T12 | Energy Efficient Lamp | 4 Lamp 4’ Energy Efficient Lamp/ Electronic Ballast | Electronic | 4 | 4 |  | 120
| T12 | Energy Efficient Lamp | 4 Lamp 4’ Energy Efficient Lamp/ Energy Efficient Magnetic | Energy Efficient Magnetic | 4 | 4 |  | 140
| T12 | Energy Efficient Lamp | 4 Lamp 4’ Energy Efficient Lamp/ Standard Ballast | Standard | 4 | 4 |  | 160
| T12 | High Output | 4 Lamp 4’ F48 HO/ Energy Efficient Lamp/ Standard Ballast | Standard | 4 | 4 |  | 270
| T12 | High Output | 4 Lamp 4’ F48 HO/ Standard Lamp/ Standard Ballast | Standard | 4 | 4 |  | 290
| T12 | Energy Efficient Lamp | 4 Lamp 4’ F48 T12 Energy Efficient Lamp/ Standard Ballast | Standard | 4 | 4 |  | 164
| T12 | Standard | 4 Lamp 4’ F48 Very HO/ Energy Efficient Lamp/ Standard Ballast | Standard | 4 | 4 |  | 420
| T12 | Standard | 4 Lamp 4’ F48 Very HO/ Standard Lamp/ Standard Ballast | Standard | 4 | 4 |  | 480
| T12 | Standard | 4 Lamp 4’ Standard Lamp/ Electronic Ballast | Electronic | 4 | 4 |  | 144
| T12 | Standard | 4 Lamp 4’ Standard Lamp/ Energy Efficient Magnetic | Energy Efficient Magnetic | 4 | 4 |  | 172
| T12 | Standard | 4 Lamp 4’ Standard Lamp/ Standard Ballast | Standard | 4 | 4 |  | 188
| T12 | Energy Efficient Lamp | 4 Lamp 8’ Energy Efficient Lamp/ Electronic Ballast | Electronic | 8 | 4 |  | 218
| T12 | Energy Efficient Lamp | 4 Lamp 8’ Energy Efficient Lamp/ Energy Efficient Magnetic | Energy Efficient Magnetic | 8 | 4 |  | 246
| T12 | Energy Efficient Lamp | 4 Lamp 8’ Energy Efficient Lamp/ Standard Ballast | Standard | 8 | 4 |  | 276
| T12 | Standard | 4 Lamp 8’ Standard Lamp/ Electronic Ballast | Electronic | 8 | 4 |  | 268
| T12 | Standard | 4 Lamp 8’ Standard Lamp/ Energy Efficient Magnetic | Energy Efficient Magnetic | 8 | 4 |  | 316
| T12 | Standard | 4 Lamp 8’ Standard Lamp/ Standard Ballast | Standard | 8 | 4 |  | 346
| T12 | Standard | 4 Lamp 8’ Very HO/ Energy Efficient Lamp/ Standard Ballast | Standard | 8 | 4 |  | 780
| T12 | Standard | 4 Lamp 8’ Very HO/ Standard Lamp/ Standard Ballast | Standard | 8 | 4 |  | 900
| T12 | Biax | 5 Lamp 2' F40 Biax / Electronic Ballast | Electronic | 4 | 5 |  | 190
| T12 | Biax | 5 Lamp 2' F50 Biax / Electronic Ballast | Electronic | 2 | 5 |  | 270
| T12 | Biax | 5 Lamp 2' F55 Biax / Electronic Ballast | Electronic | 2 | 5 |  | 280
| T12 | Biax | 6 Lamp 2' F36 Biax / Electronic Ballast | Electronic | 2 | 6 |  | 212
| T12 | Biax | 6 Lamp 2' F40 Biax / Electronic Ballast | Electronic | 2 | 6 |  | 204
| T12 | Biax | 6 Lamp 2' F50 Biax / Electronic Ballast | Electronic | 2 | 6 |  | 324
| T12 | Biax | 6 Lamp 2' F55 Biax / Electronic Ballast | Electronic | 2 | 6 |  | 336
| T12 | Standard | 6 Lamp 4’ Standard Lamp/ Standard Ballast | Standard | 4 | 6 |  | 282
| T12 | Biax | 8 Lamp 2' F36 Biax / Electronic Ballast | Electronic | 2 | 8 |  | 296
| T12 | Biax | 8 Lamp 2' F40 Biax / Electronic Ballast | Electronic | 2 | 8 |  | 288
| T12 | Biax | 8 Lamp 2' F50 Biax / Electronic Ballast | Electronic | 2 | 8 |  | 432
| T12 | Biax | 8 Lamp 2' F55 Biax / Electronic Ballast | Electronic | 2 | 8 |  | 448
| T12 | Biax | 9 Lamp 2' F36 Biax / Electronic Ballast | Electronic | 2 | 9 |  | 318
| T12 | Biax | 9 Lamp 2' F40 Biax / Electronic Ballast | Electronic | 2 | 9 |  | 306
| T12 | Biax | 9 Lamp 2' F50 Biax / Electronic Ballast | Electronic | 2 | 9 |  | 486
| T12 | Biax | 9 Lamp 2' F55 Biax / Electronic Ballast | Electronic | 2 | 9 |  | 504
| T5 U-Bend | Standard | 1 Lamp U-Bend 28W T5/ Electronic Ballast | Electronic | 4 | 1 | 28 | 32
| T5 U-Bend | High Output | 1 Lamp U-Bend 54W T5 HO/ Electronic Ballast | Electronic | 4 | 1 | 54 | 59
| T5 U-Bend | Standard | 2 Lamp U-Bend 28W T5/ Electronic Ballast | Electronic | 4 | 2 | 28 | 63
| T5 U-Bend | High Output | 2 Lamp U-Bend 54W T5 HO/ Electronic Ballast | Electronic | 4 | 2 | 54 | 117
| T5 U-Bend | High Output | 3 Lamp U-Bend T5 HO/ Electronic Ballast | Electronic | 4 | 3 |  | 80
| T5 U-Bend | Standard | 3 Lamp U-Bend 28W T5/ Electronic Ballast | Electronic | 4 | 3 | 28 | 95
| T5 U-Bend | High Output | 3 Lamp U-Bend 54W T5 HO/ Electronic Ballast | Electronic | 4 | 3 | 54 | 177
| T5 U-Bend | High Output | 4 Lamp U-Bend 54W T5 HO/ ELEE | ELEE | 4 | 4 | 54 | 218
| T5 U-Bend | High Output | 6 Lamp U-Bend 54W T5 HO/ Electronic Ballast | Electronic | 4 | 6 | 54 | 351
| T5 U-Bend | High Output | 8 Lamp U-Bend 54W T5 HO/ Electronic Ballast | Electronic | 4 | 8 | 54 | 468
| T5 U-Bend | High Output | 10 Lamp U-Bend 54W T5 HO/ Electronic Ballast | Electronic | 4 | 10 | 54 | 585
| T8 U-Bend | Standard | 1 Lamp U-Bend T8/ Electronic Ballast Low Power | Electronic | 4 | 1 |  | 26
| T8 U-Bend | Energy Efficient Lamp | 1 Lamp U-Bend 25W T8 Energy Efficient Lamp/ ELEE | ELEE | 4 | 1 | 25 | 22
| T8 U-Bend | Energy Efficient Lamp | 1 Lamp U-Bend 25W T8 Energy Efficient Lamp/ ELEE High Power | ELEE High Power | 4 | 1 | 25 | 30
| T8 U-Bend | Energy Efficient Lamp | 1 Lamp U-Bend 25W T8 Energy Efficient Lamp/ ELEE Low Power | ELEE Low Power | 4 | 1 | 25 | 19
| T8 U-Bend | Energy Efficient Lamp | 1 Lamp U-Bend 28W T8 Energy Efficient Lamp/ ELEE | ELEE | 4 | 1 | 28 | 24
| T8 U-Bend | Energy Efficient Lamp | 1 Lamp U-Bend 28W T8 Energy Efficient Lamp/ ELEE High Power | ELEE High Power | 4 | 1 | 28 | 33
| T8 U-Bend | Energy Efficient Lamp | 1 Lamp U-Bend 28W T8 Energy Efficient Lamp/ ELEE Low Power | ELEE Low Power | 4 | 1 | 28 | 22
| T8 U-Bend | Energy Efficient Lamp | 1 Lamp U-Bend 30W T8 Energy Efficient Lamp/ ELEE | ELEE | 4 | 1 | 30 | 26
| T8 U-Bend | Energy Efficient Lamp | 1 Lamp U-Bend 30W T8 Energy Efficient Lamp/ ELEE High Power | ELEE High Power | 4 | 1 | 30 | 36
| T8 U-Bend | Energy Efficient Lamp | 1 Lamp U-Bend 30W T8 Energy Efficient Lamp/ ELEE Low Power | ELEE Low Power | 4 | 1 | 30 | 24
| T8 U-Bend | Energy Efficient Lamp | 1 Lamp U-Bend 32W T8 Energy Efficient Lamp/ ELEE | ELEE | 4 | 1 | 32 | 28
| T8 U-Bend | Energy Efficient Lamp | 1 Lamp U-Bend 32W T8 Energy Efficient Lamp/ ELEE High Power | ELEE High Power | 4 | 1 | 32 | 38
| T8 U-Bend | Energy Efficient Lamp | 1 Lamp U-Bend 32W T8 Energy Efficient Lamp/ ELEE Low Power | ELEE Low Power | 4 | 1 | 32 | 25
| T8 U-Bend | Standard | 1 Lamp U-Bend T8/ Electronic Ballast | Electronic | 4 | 1 |  | 30
| T8 U-Bend | Standard | 1 Lamp U-Bend T8/ Energy Efficient Magnetic | Energy Efficient Magnetic | 4 | 1 |  | 37
| T8 U-Bend | Standard | 2 Lamp U-Bend T8/ Electronic Ballast Low Power | Electronic | 4 | 2 |  | 52
| T8 U-Bend | Energy Efficient Lamp | 2 Lamp U-Bend 25W T8 Energy Efficient Lamp/ ELEE | ELEE | 4 | 2 | 25 | 43
| T8 U-Bend | Energy Efficient Lamp | 2 Lamp U-Bend 25W T8 Energy Efficient Lamp/ ELEE High Power | ELEE High Power | 4 | 2 | 25 | 57
| T8 U-Bend | Energy Efficient Lamp | 2 Lamp U-Bend 25W T8 Energy Efficient Lamp/ ELEE Low Power | ELEE Low Power | 4 | 2 | 25 | 37
| T8 U-Bend | Energy Efficient Lamp | 2 Lamp U-Bend 28W T8 Energy Efficient Lamp/ ELEE | ELEE | 4 | 2 | 28 | 48
| T8 U-Bend | Energy Efficient Lamp | 2 Lamp U-Bend 28W T8 Energy Efficient Lamp/ ELEE High Power | ELEE High Power | 4 | 2 | 28 | 64
| T8 U-Bend | Energy Efficient Lamp | 2 Lamp U-Bend 28W T8 Energy Efficient Lamp/ ELEE Low Power | ELEE Low Power | 4 | 2 | 28 | 42
| T8 U-Bend | Energy Efficient Lamp | 2 Lamp U-Bend 30W T8 Energy Efficient Lamp/ ELEE | ELEE | 4 | 2 | 30 | 52
| T8 U-Bend | Energy Efficient Lamp | 2 Lamp U-Bend 30W T8 Energy Efficient Lamp/ ELEE High Power | ELEE High Power | 4 | 2 | 30 | 69
| T8 U-Bend | Energy Efficient Lamp | 2 Lamp U-Bend 30W T8 Energy Efficient Lamp/ ELEE Low Power | ELEE Low Power | 4 | 2 | 30 | 45
| T8 U-Bend | Energy Efficient Lamp | 2 Lamp U-Bend 32W T8 Energy Efficient Lamp/ ELEE | ELEE | 4 | 2 | 32 | 53
| T8 U-Bend | Energy Efficient Lamp | 2 Lamp U-Bend 32W T8 Energy Efficient Lamp/ ELEE High Power | ELEE High Power | 4 | 2 | 32 | 73
| T8 U-Bend | Energy Efficient Lamp | 2 Lamp U-Bend 32W T8 Energy Efficient Lamp/ ELEE Low Power | ELEE Low Power | 4 | 2 | 32 | 47
| T8 U-Bend | Standard | 2 Lamp U-Bend T8/ Electronic Ballast | Electronic | 4 | 2 |  | 60
| T8 U-Bend | Standard | 2 Lamp U-Bend T8/ Electronic Ballast High Lumen | Electronic | 4 | 2 |  | 78
| T8 U-Bend | Standard | 2 Lamp U-Bend T8/ Energy Efficient Magnetic | Energy Efficient Magnetic | 4 | 2 |  | 70
| T8 U-Bend | Energy Efficient Lamp | 3 Lamp U-Bend 25W T8 Energy Efficient Lamp/ ELEE | ELEE | 4 | 3 | 25 | 64
| T8 U-Bend | Energy Efficient Lamp | 3 Lamp U-Bend 25W T8 Energy Efficient Lamp/ ELEE High Power | ELEE High Power | 4 | 3 | 25 | 86
| T8 U-Bend | Energy Efficient Lamp | 3 Lamp U-Bend 25W T8 Energy Efficient Lamp/ ELEE Low Power | ELEE Low Power | 4 | 3 | 25 | 57
| T8 U-Bend | Energy Efficient Lamp | 3 Lamp U-Bend 28W T8 Energy Efficient Lamp/ ELEE | ELEE | 4 | 3 | 28 | 72
| T8 U-Bend | Energy Efficient Lamp | 3 Lamp U-Bend 28W T8 Energy Efficient Lamp/ ELEE High Power | ELEE High Power | 4 | 3 | 28 | 96
| T8 U-Bend | Energy Efficient Lamp | 3 Lamp U-Bend 28W T8 Energy Efficient Lamp/ ELEE Low Power | ELEE Low Power | 4 | 3 | 28 | 63
| T8 U-Bend | Energy Efficient Lamp | 3 Lamp U-Bend 30W T8 Energy Efficient Lamp/ ELEE | ELEE | 4 | 3 | 30 | 77
| T8 U-Bend | Energy Efficient Lamp | 3 Lamp U-Bend 30W T8 Energy Efficient Lamp/ ELEE High Power | ELEE High Power | 4 | 3 | 30 | 103
| T8 U-Bend | Energy Efficient Lamp | 3 Lamp U-Bend 30W T8 Energy Efficient Lamp/ ELEE Low Power | ELEE Low Power | 4 | 3 | 30 | 68
| T8 U-Bend | Energy Efficient Lamp | 3 Lamp U-Bend 32W T8 Energy Efficient Lamp/ ELEE | ELEE | 4 | 3 | 32 | 82
| T8 U-Bend | Energy Efficient Lamp | 3 Lamp U-Bend 32W T8 Energy Efficient Lamp/ ELEE High Power | ELEE High Power | 4 | 3 | 32 | 109
| T8 U-Bend | Energy Efficient Lamp | 3 Lamp U-Bend 32W T8 Energy Efficient Lamp/ ELEE Low Power | ELEE Low Power | 4 | 3 | 32 | 72
| T8 U-Bend | Standard | 3 Lamp U-Bend T8/ Electronic Ballast | Electronic | 4 | 3 |  | 88
| T8 U-Bend | Standard | 3 Lamp U-Bend T8/ Electronic Ballast High Lumen | Electronic | 4 | 3 |  | 112
| T8 U-Bend | Standard | 3 Lamp U-Bend T8/ Energy Efficient Magnetic | Energy Efficient Magnetic | 4 | 3 |  | 107
| T8 U-Bend | Energy Efficient Lamp | 4 Lamp U-Bend 25W T8 Energy Efficient Lamp/ ELEE | ELEE | 4 | 4 | 25 | 86
| T8 U-Bend | Energy Efficient Lamp | 4 Lamp U-Bend 25W T8 Energy Efficient Lamp/ ELEE High Power | ELEE High Power | 4 | 4 | 25 | 111
| T8 U-Bend | Energy Efficient Lamp | 4 Lamp U-Bend 25W T8 Energy Efficient Lamp/ ELEE Low Power | ELEE Low Power | 4 | 4 | 25 | 75
| T8 U-Bend | Energy Efficient Lamp | 4 Lamp U-Bend 28W T8 Energy Efficient Lamp/ ELEE | ELEE | 4 | 4 | 28 | 94
| T8 U-Bend | Energy Efficient Lamp | 4 Lamp U-Bend 28W T8 Energy Efficient Lamp/ ELEE High Power | ELEE High Power | 4 | 4 | 28 | 126
| T8 U-Bend | Energy Efficient Lamp | 4 Lamp U-Bend 28W T8 Energy Efficient Lamp/ ELEE Low Power | ELEE Low Power | 4 | 4 | 28 | 83
| T8 U-Bend | Energy Efficient Lamp | 4 Lamp U-Bend 30W T8 Energy Efficient Lamp/ ELEE | ELEE | 4 | 4 | 30 | 101
| T8 U-Bend | Energy Efficient Lamp | 4 Lamp U-Bend 30W T8 Energy Efficient Lamp/ ELEE High Power | ELEE High Power | 4 | 4 | 30 | 133
| T8 U-Bend | Energy Efficient Lamp | 4 Lamp U-Bend 30W T8 Energy Efficient Lamp/ ELEE Low Power | ELEE Low Power | 4 | 4 | 30 | 89
| T8 U-Bend | Energy Efficient Lamp | 4 Lamp U-Bend 32W T8 Energy Efficient Lamp/ ELEE | ELEE | 4 | 4 | 32 | 107
| T8 U-Bend | Energy Efficient Lamp | 4 Lamp U-Bend 32W T8 Energy Efficient Lamp/ ELEE High Power | ELEE High Power | 4 | 4 | 32 | 141
| T8 U-Bend | Energy Efficient Lamp | 4 Lamp U-Bend 32W T8 Energy Efficient Lamp/ ELEE Low Power | ELEE Low Power | 4 | 4 | 32 | 95
| T8 U-Bend | Standard | 4 Lamp U-Bend T8/ Electronic Ballast | Electronic | 4 | 4 |  | 112
| T8 U-Bend | Standard | 4 Lamp U-Bend T8/ Electronic Ballast High Lumen | Electronic | 4 | 4 |  | 156
| T8 U-Bend | Standard | 4 Lamp U-Bend T8/ Electronic Ballast Low Power | Electronic | 4 | 4 |  | 98
| T8 U-Bend | Standard | 4 Lamp U-Bend T8/ Energy Efficient Magnetic | Energy Efficient Magnetic | 4 | 4 |  | 140
| T8 U-Bend | Standard | 5 Lamp U-Bend T8/ Electronic Ballast | Electronic | 4 | 5 |  | 148
| T8 U-Bend | Standard | 5 Lamp U-Bend T8/ Electronic Ballast High Lumen | Electronic | 4 | 5 |  | 190
| T8 U-Bend | Energy Efficient Lamp | 6 Lamp U-Bend 32W T8 Energy Efficient Lamp/ ELEE | ELEE | 4 | 6 | 32 | 168
| T8 U-Bend | Energy Efficient Lamp | 6 Lamp U-Bend 32W T8 Energy Efficient Lamp/ ELEE High Power | ELEE High Power | 4 | 6 | 32 | 218
| T8 U-Bend | Energy Efficient Lamp | 6 Lamp U-Bend 32W T8 Energy Efficient Lamp/ ELEE Low Power | ELEE Low Power | 4 | 6 | 32 | 146
| T8 U-Bend | Standard | 6 Lamp U-Bend T8/ Electronic Ballast | Electronic | 4 | 6 |  | 174
| T8 U-Bend | Standard | 8 Lamp U-Bend T8/ Electronic Ballast High Lumen | Electronic | 4 | 8 |  | 312
| T12 U-Bend | Energy Efficient Lamp | 1 Lamp U-Bend Energy Efficient Lamp/ Electronic Ballast | Electronic | 4 | 1 |  | 38
| T12 U-Bend | Energy Efficient Lamp | 1 Lamp U-Bend Energy Efficient Lamp/ Energy Efficient Magnetic | Energy Efficient Magnetic | 4 | 1 |  | 40
| T12 U-Bend | Energy Efficient Lamp | 1 Lamp U-Bend Energy Efficient Lamp/ Standard Ballast | Standard | 4 | 1 |  | 50
| T12 U-Bend | High Output | 1 Lamp U-Bend F48 HO/ Energy Efficient Lamp/ Standard Ballast | Standard | 4 | 1 |  | 80
| T12 U-Bend | High Output | 1 Lamp U-Bend F48 HO/ Standard Lamp/ Standard Ballast | Standard | 4 | 1 |  | 85
| T12 U-Bend | Energy Efficient Lamp | 1 Lamp U-Bend F48 T12 Energy Efficient Lamp/ Standard Ballast | Standard | 4 | 1 |  | 50
| T12 U-Bend | Standard | 1 Lamp U-Bend F48 T12/ Standard Ballast | Standard | 4 | 1 |  | 60
| T12 U-Bend | Standard | 1 Lamp U-Bend F48 Very HO/ Energy Efficient Lamp/ Standard Ballast | Standard | 4 | 1 |  | 123
| T12 U-Bend | Standard | 1 Lamp U-Bend F48 Very HO/ Standard Lamp/ Standard Ballast | Standard | 4 | 1 |  | 138
| T12 U-Bend | Standard | 1 Lamp U-Bend Standard Lamp/ Electronic Ballast | Electronic | 4 | 1 |  | 46
| T12 U-Bend | Standard | 1 Lamp U-Bend Standard Lamp/ Energy Efficient Magnetic | Energy Efficient Magnetic | 4 | 1 |  | 50
| T12 U-Bend | Standard | 1 Lamp U-Bend Standard Lamp/ Standard Ballast | Standard | 4 | 1 |  | 57
| T12 U-Bend | Energy Efficient Lamp | 2 Lamp U-Bend Energy Efficient Lamp/ Electronic Ballast | Electronic | 4 | 2 |  | 60
| T12 U-Bend | Energy Efficient Lamp | 2 Lamp U-Bend Energy Efficient Lamp/ Energy Efficient Magnetic | Energy Efficient Magnetic | 4 | 2 |  | 70
| T12 U-Bend | Energy Efficient Lamp | 2 Lamp U-Bend Energy Efficient Lamp/ Standard Ballast | Standard | 4 | 2 |  | 80
| T12 U-Bend | High Output | 2 Lamp U-Bend F48 HO/ Energy Efficient Lamp/ Standard Ballast | Standard | 4 | 2 |  | 135
| T12 U-Bend | High Output | 2 Lamp U-Bend F48 HO/ Standard Lamp/ Standard Ballast | Standard | 4 | 2 |  | 145
| T12 U-Bend | Energy Efficient Lamp | 2 Lamp U-Bend F48 T12 Energy Efficient Lamp/ Standard Ballast | Standard | 4 | 2 |  | 82
| T12 U-Bend | Standard | 2 Lamp U-Bend F48 T12/ Standard Ballast | Standard | 4 | 2 |  | 102
| T12 U-Bend | Standard | 2 Lamp U-Bend F48 Very HO/ Energy Efficient Lamp/ Standard Ballast | Standard | 4 | 2 |  | 210
| T12 U-Bend | Standard | 2 Lamp U-Bend F48 Very HO/ Standard Lamp/ Standard Ballast | Standard | 4 | 2 |  | 240
| T12 U-Bend | Standard | 2 Lamp U-Bend Standard Lamp/ Electronic Ballast | Electronic | 4 | 2 |  | 72
| T12 U-Bend | Standard | 2 Lamp U-Bend Standard Lamp/ Energy Efficient Magnetic | Energy Efficient Magnetic | 4 | 2 |  | 86
| T12 U-Bend | Standard | 2 Lamp U-Bend Standard Lamp/ Standard Ballast | Standard | 4 | 2 |  | 94
| T12 U-Bend | Energy Efficient Lamp | 3 Lamp U-Bend Energy Efficient Lamp/ Electronic Ballast | Electronic | 4 | 3 |  | 90
| T12 U-Bend | Energy Efficient Lamp | 3 Lamp U-Bend Energy Efficient Lamp/ Energy Efficient Magnetic | Energy Efficient Magnetic | 4 | 3 |  | 110
| T12 U-Bend | Energy Efficient Lamp | 3 Lamp U-Bend Energy Efficient Lamp/ Standard Ballast | Standard | 4 | 3 |  | 130
| T12 U-Bend | High Output | 3 Lamp U-Bend F48 HO/ Energy Efficient Lamp/ Standard Ballast | Standard | 4 | 3 |  | 215
| T12 U-Bend | High Output | 3 Lamp U-Bend F48 HO/ Standard Lamp/ Standard Ballast | Standard | 4 | 3 |  | 230
| T12 U-Bend | Energy Efficient Lamp | 3 Lamp U-Bend F48 T12 Energy Efficient Lamp/ Standard Ballast | Standard | 4 | 3 |  | 132
| T12 U-Bend | Standard | 3 Lamp U-Bend F48 T12/ Standard Ballast | Standard | 4 | 3 |  | 162
| T12 U-Bend | Standard | 3 Lamp U-Bend F48 Very HO/ Energy Efficient Lamp/ Standard Ballast | Standard | 4 | 3 |  | 333
| T12 U-Bend | Standard | 3 Lamp U-Bend F48 Very HO/ Standard Lamp/ Standard Ballast | Standard | 4 | 3 |  | 378
| T12 U-Bend | Standard | 3 Lamp U-Bend Standard Lamp/ Electronic Ballast | Electronic | 4 | 3 |  | 110
| T12 U-Bend | Standard | 3 Lamp U-Bend Standard Lamp/ Energy Efficient Magnetic | Energy Efficient Magnetic | 4 | 3 |  | 136
| T12 U-Bend | Standard | 3 Lamp U-Bend Standard Lamp/ Standard Ballast | Standard | 4 | 3 |  | 151
| T12 U-Bend | Energy Efficient Lamp | 4 Lamp U-Bend Energy Efficient Lamp/ Electronic Ballast | Electronic | 4 | 4 |  | 120
| T12 U-Bend | Energy Efficient Lamp | 4 Lamp U-Bend Energy Efficient Lamp/ Energy Efficient Magnetic | Energy Efficient Magnetic | 4 | 4 |  | 140
| T12 U-Bend | Energy Efficient Lamp | 4 Lamp U-Bend Energy Efficient Lamp/ Standard Ballast | Standard | 4 | 4 |  | 160
| T12 U-Bend | High Output | 4 Lamp U-Bend F48 HO/ Energy Efficient Lamp/ Standard Ballast | Standard | 4 | 4 |  | 270
| T12 U-Bend | High Output | 4 Lamp U-Bend F48 HO/ Standard Lamp/ Standard Ballast | Standard | 4 | 4 |  | 290
| T12 U-Bend | Energy Efficient Lamp | 4 Lamp U-Bend F48 T12 Energy Efficient Lamp/ Standard Ballast | Standard | 4 | 4 |  | 164
| T12 U-Bend | Standard | 4 Lamp U-Bend F48 Very HO/ Energy Efficient Lamp/ Standard Ballast | Standard | 4 | 4 |  | 420
| T12 U-Bend | Standard | 4 Lamp U-Bend F48 Very HO/ Standard Lamp/ Standard Ballast | Standard | 4 | 4 |  | 480
| T12 U-Bend | Standard | 4 Lamp U-Bend Standard Lamp/ Electronic Ballast | Electronic | 4 | 4 |  | 144
| T12 U-Bend | Standard | 4 Lamp U-Bend Standard Lamp/ Energy Efficient Magnetic | Energy Efficient Magnetic | 4 | 4 |  | 172
| T12 U-Bend | Standard | 4 Lamp U-Bend Standard Lamp/ Standard Ballast | Standard | 4 | 4 |  | 188
| T12 U-Bend | Standard | 6 Lamp U-Bend Standard Lamp/ Standard Ballast | Standard | 4 | 6 |  | 282
PSE&G C&I Energy Efficiency Program |  | © 2026 TRC Companies, Inc. TRC Companies, Inc. and its affiliates reserve all rights associated with this body of work. Content cannot be edited or replicated without the express, written consent of TRC Companies, Inc. or its affiliates. |  |  |  |  | Prescriptive Incentive Application
1-844-300-PSEG (7734)
PSEGenergysaver@TRCcompanies.com |  |  |  | V2.1 Effective Date 4/24/2026 |  |  |  | This is a TRC tool | V2.1 Effective Date 4/24/2026

## EXPORT (hidden)
ProjectID | UploadID | Line Number | Measure Code | Measure Number | eTRM Measure Code | Program | Sub-Program | Program Component | Equipment Type | Equipment Type 2 | Energy Type | Common Measure Name | Measure Name | Custom | Replacement Type | Building Type | Sector Type | eTrack Sector Type | Space Type | Fuel Type | Fuel Type 2 | Model Number | Manufacturer | Serial Number | Number of Equipment Label | Number of Equipment Units | Size Unit Label 1 | Size Units 1 | Size Unit Label 2 | Size Units 2 | Size Unit Label 3 | Size Units 3 | Status | Savings Status | Reported kWh Savings | Reported MMBtu Savings (Electric) | Reported kW Savings | Reported thm Savings | Reported MMBtu Savings (Gas) | Actual thm Savings | Baseline Usage kWh | Proposed Usage kWh | Baseline Usage kW | Proposed Usage kW | Baseline Usage thm | Proposed Usage thm | Baseline Efficiency Unit Label 1 | Baseline Efficiency Units 1 | Baseline Efficiency Unit Label 2 | Baseline Efficiency Units 2 | Baseline Efficiency Unit Label 3 | Baseline Efficiency Units 3 | Proposed Efficiency Unit Label 1 | Proposed Efficiency Units 1 | Proposed Efficiency Unit Label 2 | Proposed Efficiency Units 2 | Proposed Efficiency Unit Label 3 | Proposed Efficiency Units 3 | Proposed Efficiency Unit Label 4 | Proposed Efficiency Units 4 | Proposed Efficiency Unit Label 5 | Proposed Efficiency Units 5 | Proposed Efficiency Unit Label 6 | Proposed Efficiency Units 6 | Hours of Usage 1 | Hours of Usage 2 | Hours of Usage 3 | Coincidence Factor | Location | Install Location | Measure Life | Equipment Cost | Labor Cost | Total Cost | Incentive Unit Label | Incentive Units | Incentive Total | Incentive - Electric | Incentive - Gas | OBR Total | OBR - Electric | OBR - Gas | Empty | Pre Fixture Quantity | Post Fixture Quantity | Lamp Type | Lumens | Pre Control Type | Post Control Type | Baseline Wattage | Proposed Wattage | Empty | Tons | HP | Empty | Baseline Desc 1 | Proposed Desc 1 | Baseline Notes | Proposed Notes | Cost Benefit | Payback | Existing Equipment Type | Existing Equipment Type 2 | Temperature 1 | Temperature 2 | Baseline Temp 1 | Baseline Temp 2 | ExistingEquipOperational1 | Sensor Post Control Quantities | 1 to 1 Replacement | Fulcrum Pre Inspection Type | Fulcrum Pre Inspection Measure | Fulcrum Pre Inspection Quantity | Fulcrum Pre Inspection Manufacturer | Fulcrum Pre Inspection Model | Fulcrum Pre Inspection Serial Number | Fulcrum Pre Inspection Existing Equipment Type | Union Local 1 | Union Measure Spend 1 | Union Local 2 | Union Measure Spend 2 | Union Local 3 | Union Measure Spend 3 | Union Local 4 | Union Measure Spend 4 | Union Local 5 | Union Measure Spend 5 | Union Local 6 | Union Measure Spend 6 | Union Local 7 | Union Measure Spend 7 | Union Local 8 | Union Measure Spend 8 | Reported Gross Source kWh | Reported Net Site kWh | Reported Net Source kWh | Reported Gross Site Lifetime kWh | Reported Gross Source Lifetime kWh | Reported Net Site Lifetime kWh | Reported Net Source Lifetime kWh | Reported Gross Source therms | Reported Net Site therms | Reported Net Source therms | Reported Gross Site Lifetime therms | Reported Gross Source Lifetime therms | Reported Net Site Lifetime therms | Reported Net Source Lifetime therms | Reported Gross Site MMBTU | Reported Gross Source MMBTU | Reported Net Site MMBTU | Reported Net Source MMBTU | Reported Gross Site Lifetime MMBTU | Reported Gross Source Lifetime MMBTU | Reported Net Site Lifetime MMBTU | Reported Net Source Lifetime MMBTU | Reported Peak Day Therm | Actual Gross Source therms | Actual Net Site therms | Actual Net Source therms | Actual Gross Site Lifetime therms | Actual Gross Source Lifetime therms | Actual Net Site Lifetime therms | Actual Net Source Lifetime therms | Actual Peak Day Therm | Reported Net Source kW | Reported Net Site kW | Reported Net Source Peak Day therm | Actual Net Source Peak Day therm | Reported Net Site Peak Day therm | Actual Net Site Peak Day therm | Actual Gross Site MMBTU | Actual Gross Source MMBTU | Actual Net Site MMBTU | Actual Net Source MMBTU | Actual Gross Site Lifetime MMBTU | Actual Gross Source Lifetime MMBTU | Actual Net Site Lifetime MMBTU | Actual Net Source Lifetime MMBTU | Project Specialist Name | Project Number | Application Version | Method Received | Program (Project) | Sub-Program (Project) | Total Project Cost | Empty | I am submitting this application as the | I am submitting this application through | What email platform will you use | Empty | Electronic Signature (Account Owner or Authorized Representative) | Signatory Title | Date Signed | Empty | Name as it appears on PSE&G Bill | Service Address Street | Service Address City | Service Address State | Service Address ZIP Code | Same as Service Address? | Mailing Address Street | Mailing Address City | Mailing Address State | Mailing Address ZIP Code | Type of PSE&G Service | Electric Utility Name | Electric Account Number | Non-PSE&G Electric Account Number | Gas Utility Name | Gas Account Number | Non-PSE&G Gas Account Number | Customer Type | Building Type (Site) | Building Ownership | Space Conditioning Type | Annual Operating Hours | Square Footage | Number of Floors | Year Built | Existing Water Heating Type | Project Name ID | How did you hear about the Program? | Is this project already installed? | Install Date | Estimated Start Date | Estimated Completion Date | Project Description | Empty | Company Name | Company Address Street | Company City | Company State | Company ZIP Code | Company Contact First Name | Company Contact Last Name | Company Contact Title | Company Contact Primary Phone | Company Contact Email | Company Contact Parent Company | Technical/Site Contact is the same as the Company Contact (above)? | Primary Contact First Name | Primary Contact Last Name | Primary Contact Title | Primary Contact Primary Phone | Primary Contact Email | Primary Contact Parent Company | Empty | Trade Ally Company Name | Trade Ally Address Street | Trade Ally City | Trade Ally State | Trade Ally ZIP Code | Trade Ally Contact First Name | Trade Ally Contact Last Name | Trade Ally Contact Title | Trade Ally Contact Primary Phone | Trade Ally Contact Email | Trade Ally Parent Company | Trade Ally 2 Contact First Name | Trade Ally 2 Contact Last Name | Trade Ally 2 Contact Title | Trade Ally 2 Contact Primary Phone | Trade Ally 2 Contact Email | Trade Ally 2 Parent Company | Empty | Payee Preference | Payment Type | Payee Company Name | Payee Address | Payee City | Payee State | Payee Zip Code | Payee Attn To | Payee Phone Number | Payee Email | Payee Tax Entity | Payee Federal Tax ID Number | Empty | Customer is applying for OBR | Customer is assigning OBR funds to Trade Ally/Contractor | OBR Acct Company Name | OBR Acct Address | OBR Acct City | OBR Acct State | OBR Acct Zip Code | OBR Acct Attn To | OBR Acct Phone Number | OBR Acct Email | OBR Acct Tax Entity | OBR Acct Federal Tax ID Number | OBR Acct BIN | OBR Acct Reference Information | OBR Amount Requested | OBR Fund Recipient Company Name | OBR Fund Recipient Address | OBR Fund Recipient City | OBR Fund Recipient State | OBR Fund Recipient Zip Code | OBR Fund Recipient Attn To | OBR Fund Recipient Phone Number | OBR Fund Recipient Email | OBR Fund Recipient Tax Entity | OBR Fund Recipient Federal Tax ID Number | Customer Payment | Offered Date | Offer Signature | Offer Signed Date | Completion Signature | Completion Signed Date | Initial Engineering Notes | Final Engineering Notes | Customer Declined Union Work | Customer Reason | Union Declined | Union Reason | Union Company Name 1 | Contract Reponse Date 1 | Union Number 1 | Union Contact First Name 1 | Union Contact Last Name 1 | Union Contact Title 1 | Union Contact Phone Number 1 | Union Contact Email 1 | Union Project Spend 1 | Union Company Name 2 | Contract Reponse Date 2 | Union Number 2 | Union Contact First Name 2 | Union Contact Last Name 2 | Union Contact Title 2 | Union Contact Phone Number 2 | Union Contact Email 2 | Union Project Spend 2 | Union Company Name 3 | Contract Reponse Date 3 | Union Number 3 | Union Contact First Name 3 | Union Contact Last Name 3 | Union Contact Title 3 | Union Contact Phone Number 3 | Union Contact Email 3 | Union Project Spend 3 | Union Company Name 4 | Contract Reponse Date 4 | Union Number 4 | Union Contact First Name 4 | Union Contact Last Name 4 | Union Contact Title 4 | Union Contact Phone Number 4 | Union Contact Email 4 | Union Project Spend 4 | Union Company Name 5 | Contract Reponse Date 5 | Union Number 5 | Union Contact First Name 5 | Union Contact Last Name 5 | Union Contact Title 5 | Union Contact Phone Number 5 | Union Contact Email 5 | Union Project Spend 5 | Union Company Name 6 | Contract Reponse Date 6 | Union Number 6 | Union Contact First Name 6 | Union Contact Last Name 6 | Union Contact Title 6 | Union Contact Phone Number 6 | Union Contact Email 6 | Union Project Spend 6 | Union Company Name 7 | Contract Reponse Date 7 | Union Number 7 | Union Contact First Name 7 | Union Contact Last Name 7 | Union Contact Title 7 | Union Contact Phone Number 7 | Union Contact Email 7 | Union Project Spend 7 | Union Company Name 8 | Contract Reponse Date 8 | Union Number 8 | Union Contact First Name 8 | Union Contact Last Name 8 | Union Contact Title 8 | Union Contact Phone Number 8 | Union Contact Email 8 | Union Project Spend 8 | EndUses | Total Project Measure Quantity | Total Invoice Amount | Total Cost Discrepancy Explanation | eTrack Building Size | Total Line Items
0 | [99 empty] | 0 | 0 | [79 empty] | V2.1 Effective Date 4/24/2026 |  | Prescriptive | Downstream | 0 | [12 empty] | NJ | [94 empty] | 0 | [10 empty] | 0 | [84 empty] | 0 |  |  |  | 0
Prescriptive Lighting & Lighting Controls
Prescriptive HVAC
Prescriptive Heating
Prescriptive Water Heating & Boilers
Prescriptive Refrigeration
Prescriptive Food Service
Prescriptive Agriculture
Prescriptive Plug Load
Prescriptive Residential Appliances
Prescriptive Miscellaneous
HVAC Controls